## radiation
FOR CFH12K ADAPTED TO P48
RADIATIVE LOAD ON CCDs
Radiative transfer from window to CCDs should be the dominant heat source, but
to this one must add radiation to sheild, conduction in supports and wiring, and heater power
Beware: holes & cracks in shield have emissivity = 1.
Number of CCDs in X | 6
Number of CCDs in Y | 2
gap in and Y | 0.003 | m
CCD pixels in X | 2048 | pix/side
CCD pixels in Y | 4096
pixel size in X and Y | 1.5e-05 | m/pix
Radiation shield opening in X | 0.20532 | m | …need to add effect of f-number
Radiation shield opening in Y | 0.13188 | m
CCD area | 0.027078 | m^2
Stefan-Boltzmann const | 5.67e-08 | W/m^2/K^4
T | 287 | K |  | assuming radiative cooling most of area by 8C. (12C was predicted over about 80%)
Total Black body flux | 384.6898 | W/m^2
CCD emissivity (wild guess) | 100%
Radiative load single detector | 0.72608 | W | example of single large detector
Radiative load on CCD mosaic | 10.4165 | W | ..should add effect of cracks which have emissivity =1
Peak cooling by CryoTiger | 35 | W | at 153K
Additional loads: |  |  | radiation to other surfaces
conduction in wiring to CCDs
conduction though focal plane supports
N2 precool tubing … doesn’t have the usual benefit of boiloff gas.
CCD & window emissivities | 0.9
Radiative load on all CCDs |  | 8.4373 | W
radiation shield | 3% | 0.982 | W | assume 19" diameter, 16" high
conduction through supports |  | 2 | W | wild guess; do the calculation for the f.g. posts
wiring | 0.15 | 1.8 | W | based on experience, CFH desin may differ
output FETs | 0.03 | 0.36 | W | 2 source followers in series, 0.5 and 1.0mA
heater power |  | 4.2187 | W | arbitrarily set to half frontside radiative load
Total |  | 17.798 | W
CryoTiger
[5 empty] | load on LN2 | 13.016 | W
[5 empty] | volume | 9.3369 | l | center fill
[5 empty] | tank area | 0.18292 | sq.m
[5 empty] | tank height | 0.051043 | m
[6 empty] | 2.0096 | inch
Nitrogen
[5 empty] | density | 0.807 | kg/l
[5 empty] | vaporization | 199 | kJ/kg
[6 empty] | 160.593 | kJ/l
[6 empty] | 44.6092 | W*hr/l
[6 empty] | 0.022417 | l/w/hr
sq.m | 0.0024159
Power | 0.92938

## wrong PT30
Standard PT 30 Cryocooler
Heat inflow model:
Ambient temperature |  | Ta | 295 | K
Detector operating temperature |  | Td | 175 | K
Cold head temperature |  | Tc | see table
Detector to Cold head Resistance |  | Rd | 13 | K/W
Wiring thermal resistance |  | Rw | 54.4444 | K/W
Post thermal resistance |  | Rp | 200 | K/W
Stephan boltzman constant |  | sigma | 5.669e-08 | W/sq.m.K^4
Enclosure emissivity |  | Ea | 0.1
window emissivity |  | Ew | 0.95
Detector assy backside emsissivity |  | Eb | 0.5
Detector assy frontside emissivity |  | Ef | 0.95
Detector assy back+side area |  | Ab | 0.054155 | sq.m
Detector assy front surface area |  | Af | 0.027078 | sq.m
heat inflow to cold head = sum of…
conduction from ambient = |  | (Ta -Tc)*(1/Rw + 1/Rp)
conduction from detector = |  | (Td-Tc)/Rd
radiation: amb to det. = |  | sigma*(Af*Ef*Ew + Ab*Eb*Ec)(Ta^4 -Td^4)
Density of invar |  |  | 8030 | kg/m^3
Volume of detector assy |  |  | 0.00097479 | m^3
Detector mount mass |  |  | 7.8276 | kg
Specific heat of invar |  |  | 504 | J/K/kg
Room tewmp heat capacity |  |  | 3945.1069 | J/K
Notes:
heat capacity of cryocooler head has been neglected.
Cold head temperature, Tc | Cooling | Conduction from ambient | Conduction from detector | Radiation from ambient | Total heat inflow | Net cooling | Heat capacity | dt/dT | integral = time to reach T
(K) | (W) | (W) | (W) | (W) | (W) | (W) | (J/K) | (hr/K) | (hr)
105 | 0 | 4.4398 | 5.3846 | 10.2111 | 20.0355 | -20.0355 | 3945.1069 | -0.054696 | 24.843
106 | 0.83333 | 4.4164 | 5.3077 | 10.2111 | 19.9352 | -19.1019 | 3945.1069 | -0.057369 | 24.9003
107 | 1.6667 | 4.3931 | 5.2308 | 10.2111 | 19.8349 | -18.1683 | 3945.1069 | -0.060317 | 24.9606
108 | 2.5 | 4.3697 | 5.1538 | 10.2111 | 19.7346 | -17.2346 | 3945.1069 | -0.063585 | 25.0242
109 | 3.3333 | 4.3463 | 5.0769 | 10.2111 | 19.6343 | -16.301 | 3945.1069 | -0.067227 | 25.0915
110 | 4.1667 | 4.323 | 5 | 10.2111 | 19.534 | -15.3674 | 3945.1069 | -0.071311 | 25.1628
111 | 5 | 4.2996 | 4.9231 | 10.2111 | 19.4338 | -14.4338 | 3945.1069 | -0.075924 | 25.2387
112 | 5.8333 | 4.2762 | 4.8462 | 10.2111 | 19.3335 | -13.5001 | 3945.1069 | -0.081174 | 25.3199
113 | 6.6667 | 4.2529 | 4.7692 | 10.2111 | 19.2332 | -12.5665 | 3945.1069 | -0.087205 | 25.4071
114 | 7.5 | 4.2295 | 4.6923 | 10.2111 | 19.1329 | -11.6329 | 3945.1069 | -0.094204 | 25.5013
115 | 8.3333 | 4.2061 | 4.6154 | 10.2111 | 19.0326 | -10.6993 | 3945.1069 | -0.10242 | 25.6037
116 | 9.1667 | 4.1828 | 4.5385 | 10.2111 | 18.9323 | -9.7656 | 3945.1069 | -0.11222 | 25.7159
117 | 10 | 4.1594 | 4.4615 | 10.2111 | 18.832 | -8.832 | 3945.1069 | -0.12408 | 25.84
118 | 10.8333 | 4.136 | 4.3846 | 10.2111 | 18.7317 | -7.8984 | 3945.1069 | -0.13875 | 25.9787
119 | 11.6667 | 4.1127 | 4.3077 | 10.2111 | 18.6314 | -6.9648 | 3945.1069 | -0.15734 | 26.1361
120 | 12.5 | 4.0893 | 4.2308 | 10.2111 | 18.5311 | -6.0311 | 3945.1069 | -0.1817 | 26.3178
121 | 13.3333 | 4.0659 | 4.1538 | 10.2111 | 18.4309 | -5.0975 | 3945.1069 | -0.21498 | 26.5328
122 | 14.1667 | 4.0426 | 4.0769 | 10.2111 | 18.3306 | -4.1639 | 3945.1069 | -0.26318 | 26.7959
123 | 15 | 4.0192 | 4 | 10.2111 | 18.2303 | -3.2303 | 3945.1069 | -0.33925 | 27.1352
124 | 16.6667 | 3.9958 | 3.9231 | 10.2111 | 18.13 | -1.4633 | 3945.1069 | -0.74889 | 27.8841
125 | 18.3333 | 3.9724 | 3.8462 | 10.2111 | 18.0297 | 0.30364 | 3945.1069 | 3.6091 | 24.275
126 | 20 | 3.9491 | 3.7692 | 10.2111 | 17.9294 | 2.0706 | 3945.1069 | 0.52925 | 23.7458
127 | 23.5 | 3.9257 | 3.6923 | 10.2111 | 17.8291 | 5.6709 | 3945.1069 | 0.19324 | 23.5525
128 | 28 | 3.9023 | 3.6154 | 10.2111 | 17.7288 | 10.2712 | 3945.1069 | 0.10669 | 23.4458
129 | 29.5 | 3.879 | 3.5385 | 10.2111 | 17.6285 | 11.8715 | 3945.1069 | 0.092311 | 23.3535
130 | 30 | 3.8556 | 3.4615 | 10.2111 | 17.5282 | 12.4718 | 3945.1069 | 0.087868 | 23.2657
131 | 30 | 3.8322 | 3.3846 | 10.2111 | 17.4279 | 12.5721 | 3945.1069 | 0.087167 | 23.1785
132 | 29.8 | 3.8089 | 3.3077 | 10.2111 | 17.3277 | 12.4723 | 3945.1069 | 0.087863 | 23.0906
133 | 29.5 | 3.7855 | 3.2308 | 10.2111 | 17.2274 | 12.2726 | 3945.1069 | 0.089293 | 23.0013
134 | 29.2 | 3.7621 | 3.1538 | 10.2111 | 17.1271 | 12.0729 | 3945.1069 | 0.09077 | 22.9106
135 | 28.9 | 3.7388 | 3.0769 | 10.2111 | 17.0268 | 11.8732 | 3945.1069 | 0.092297 | 22.8183
136 | 28.6 | 3.7154 | 3 | 10.2111 | 16.9265 | 11.6735 | 3945.1069 | 0.093876 | 22.7244
137 | 28.3 | 3.692 | 2.9231 | 10.2111 | 16.8262 | 11.4738 | 3945.1069 | 0.09551 | 22.6289
138 | 28 | 3.6687 | 2.8462 | 10.2111 | 16.7259 | 11.2741 | 3945.1069 | 0.097202 | 22.5317
139 | 27.7 | 3.6453 | 2.7692 | 10.2111 | 16.6256 | 11.0744 | 3945.1069 | 0.098955 | 22.4327
140 | 27.4 | 3.6219 | 2.6923 | 10.2111 | 16.5253 | 10.8747 | 3945.1069 | 0.10077 | 22.3319
141 | 27.1 | 3.5986 | 2.6154 | 10.2111 | 16.425 | 10.675 | 3945.1069 | 0.10266 | 22.2293
142 | 26.8 | 3.5752 | 2.5385 | 10.2111 | 16.3248 | 10.4752 | 3945.1069 | 0.10461 | 22.1247
143 | 26.5 | 3.5518 | 2.4615 | 10.2111 | 16.2245 | 10.2755 | 3945.1069 | 0.10665 | 22.018
144 | 26.2 | 3.5285 | 2.3846 | 10.2111 | 16.1242 | 10.0758 | 3945.1069 | 0.10876 | 21.9093
145 | 25.9 | 3.5051 | 2.3077 | 10.2111 | 16.0239 | 9.8761 | 3945.1069 | 0.11096 | 21.7983
146 | 25.6 | 3.4817 | 2.2308 | 10.2111 | 15.9236 | 9.6764 | 3945.1069 | 0.11325 | 21.6851
147 | 25.3 | 3.4584 | 2.1538 | 10.2111 | 15.8233 | 9.4767 | 3945.1069 | 0.11564 | 21.5694
148 | 25 | 3.435 | 2.0769 | 10.2111 | 15.723 | 9.277 | 3945.1069 | 0.11813 | 21.4513
149 | 24.8333 | 3.4116 | 2 | 10.2111 | 15.6227 | 9.2106 | 3945.1069 | 0.11898 | 21.3323
150 | 24.6667 | 3.3883 | 1.9231 | 10.2111 | 15.5224 | 9.1442 | 3945.1069 | 0.11984 | 21.2125
151 | 24.5 | 3.3649 | 1.8462 | 10.2111 | 15.4221 | 9.0779 | 3945.1069 | 0.12072 | 21.0917
152 | 24.3333 | 3.3415 | 1.7692 | 10.2111 | 15.3219 | 9.0115 | 3945.1069 | 0.12161 | 20.9701
153 | 24.1667 | 3.3182 | 1.6923 | 10.2111 | 15.2216 | 8.9451 | 3945.1069 | 0.12251 | 20.8476
154 | 24 | 3.2948 | 1.6154 | 10.2111 | 15.1213 | 8.8787 | 3945.1069 | 0.12343 | 20.7242
155 | 23.8333 | 3.2714 | 1.5385 | 10.2111 | 15.021 | 8.8124 | 3945.1069 | 0.12436 | 20.5999
156 | 23.6667 | 3.2481 | 1.4615 | 10.2111 | 14.9207 | 8.746 | 3945.1069 | 0.1253 | 20.4746
157 | 23.5 | 3.2247 | 1.3846 | 10.2111 | 14.8204 | 8.6796 | 3945.1069 | 0.12626 | 20.3483
158 | 23.3333 | 3.2013 | 1.3077 | 10.2111 | 14.7201 | 8.6132 | 3945.1069 | 0.12723 | 20.2211
159 | 23.1667 | 3.178 | 1.2308 | 10.2111 | 14.6198 | 8.5468 | 3945.1069 | 0.12822 | 20.0928
160 | 23 | 3.1546 | 1.1538 | 10.2111 | 14.5195 | 8.4805 | 3945.1069 | 0.12922 | 19.9636
161 | 22.8333 | 3.1312 | 1.0769 | 10.2111 | 14.4192 | 8.4141 | 3945.1069 | 0.13024 | 19.8334
162 | 22.6667 | 3.1079 | 1 | 10.2111 | 14.3189 | 8.3477 | 3945.1069 | 0.13128 | 19.7021
163 | 22.5 | 3.0845 | 0.92308 | 10.2111 | 14.2187 | 8.2813 | 3945.1069 | 0.13233 | 19.5698
164 | 22.45 | 3.0611 | 0.84615 | 10.2111 | 14.1184 | 8.3316 | 3945.1069 | 0.13153 | 19.4382
165 | 22.4 | 3.0378 | 0.76923 | 10.2111 | 14.0181 | 8.3819 | 3945.1069 | 0.13074 | 19.3075
166 | 22.35 | 3.0144 | 0.69231 | 10.2111 | 13.9178 | 8.4322 | 3945.1069 | 0.12996 | 19.1775
167 | 22.3 | 2.991 | 0.61538 | 10.2111 | 13.8175 | 8.4825 | 3945.1069 | 0.12919 | 19.0484
168 | 22.25 | 2.9677 | 0.53846 | 10.2111 | 13.7172 | 8.5328 | 3945.1069 | 0.12843 | 18.9199
169 | 22.2 | 2.9443 | 0.46154 | 10.2111 | 13.6169 | 8.5831 | 3945.1069 | 0.12768 | 18.7922
170 | 22.15 | 2.9209 | 0.38462 | 10.2111 | 13.5166 | 8.6334 | 3945.1069 | 0.12693 | 18.6653
171 | 22.1 | 2.8976 | 0.30769 | 10.2111 | 13.4163 | 8.6837 | 3945.1069 | 0.1262 | 18.5391
172 | 22.05 | 2.8742 | 0.23077 | 10.2111 | 13.316 | 8.734 | 3945.1069 | 0.12547 | 18.4136
173 | 22 | 2.8508 | 0.15385 | 10.2111 | 13.2158 | 8.7842 | 3945.1069 | 0.12475 | 18.2889
174 | 21.875 | 2.8274 | 0.076923 | 10.2111 | 13.1155 | 8.7595 | 3945.1069 | 0.12511 | 18.1638
175 | 21.75 | 2.8041 | 0 | 10.2111 | 13.0152 | 8.7348 | 3945.1069 | 0.12546 | 18.0383
176 | 21.625 | 2.7807 | 0 | 10.1778 | 12.9585 | 8.6665 | 3945.1069 | 0.12645 | 17.9119
177 | 21.5 | 2.7573 | 0 | 10.144 | 12.9013 | 8.5987 | 3945.1069 | 0.12745 | 17.7844
178 | 21.375 | 2.734 | 0 | 10.1095 | 12.8435 | 8.5315 | 3945.1069 | 0.12845 | 17.656
179 | 21.25 | 2.7106 | 0 | 10.0745 | 12.7851 | 8.4649 | 3945.1069 | 0.12946 | 17.5265
180 | 21.125 | 2.6872 | 0 | 10.0389 | 12.7262 | 8.3988 | 3945.1069 | 0.13048 | 17.396
181 | 21 | 2.6639 | 0 | 10.0027 | 12.6666 | 8.3334 | 3945.1069 | 0.1315 | 17.2645
182 | 20.875 | 2.6405 | 0 | 9.9659 | 12.6064 | 8.2686 | 3945.1069 | 0.13253 | 17.132
183 | 20.75 | 2.6171 | 0 | 9.9285 | 12.5457 | 8.2043 | 3945.1069 | 0.13357 | 16.9984
184 | 20.625 | 2.5938 | 0 | 9.8905 | 12.4843 | 8.1407 | 3945.1069 | 0.13461 | 16.8638
185 | 20.5 | 2.5704 | 0 | 9.8518 | 12.4222 | 8.0778 | 3945.1069 | 0.13566 | 16.7282
186 | 20.4375 | 2.547 | 0 | 9.8125 | 12.3596 | 8.0779 | 3945.1069 | 0.13566 | 16.5925
187 | 20.375 | 2.5237 | 0 | 9.7726 | 12.2963 | 8.0787 | 3945.1069 | 0.13565 | 16.4568
188 | 20.3125 | 2.5003 | 0 | 9.732 | 12.2323 | 8.0802 | 3945.1069 | 0.13562 | 16.3212
189 | 20.25 | 2.4769 | 0 | 9.6908 | 12.1677 | 8.0823 | 3945.1069 | 0.13559 | 16.1856
190 | 20.1875 | 2.4536 | 0 | 9.6489 | 12.1025 | 8.085 | 3945.1069 | 0.13554 | 16.0501
191 | 20.125 | 2.4302 | 0 | 9.6064 | 12.0366 | 8.0884 | 3945.1069 | 0.13549 | 15.9146
192 | 20.0625 | 2.4068 | 0 | 9.5631 | 11.97 | 8.0925 | 3945.1069 | 0.13542 | 15.7792
193 | 20 | 2.3835 | 0 | 9.5192 | 11.9027 | 8.0973 | 3945.1069 | 0.13534 | 15.6439
194 | 19.8387 | 2.3601 | 0 | 9.4746 | 11.8347 | 8.004 | 3945.1069 | 0.13691 | 15.5069
195 | 19.6774 | 2.3367 | 0 | 9.4293 | 11.7661 | 7.9114 | 3945.1069 | 0.13852 | 15.3684
196 | 19.5161 | 2.3134 | 0 | 9.3833 | 11.6967 | 7.8194 | 3945.1069 | 0.14015 | 15.2283
197 | 19.3548 | 2.29 | 0 | 9.3366 | 11.6266 | 7.7282 | 3945.1069 | 0.1418 | 15.0865
198 | 19.1935 | 2.2666 | 0 | 9.2892 | 11.5558 | 7.6377 | 3945.1069 | 0.14348 | 14.943
199 | 19.0323 | 2.2433 | 0 | 9.2411 | 11.4843 | 7.5479 | 3945.1069 | 0.14519 | 14.7978
200 | 18.871 | 2.2199 | 0 | 9.1922 | 11.4121 | 7.4589 | 3945.1069 | 0.14692 | 14.6509
201 | 18.7097 | 2.1965 | 0 | 9.1426 | 11.3391 | 7.3706 | 3945.1069 | 0.14868 | 14.5022
202 | 18.5484 | 2.1732 | 0 | 9.0922 | 11.2654 | 7.283 | 3945.1069 | 0.15047 | 14.3517
203 | 18.3871 | 2.1498 | 0 | 9.0411 | 11.1909 | 7.1962 | 3945.1069 | 0.15228 | 14.1995
204 | 18.2258 | 2.1264 | 0 | 8.9892 | 11.1157 | 7.1102 | 3945.1069 | 0.15413 | 14.0453
205 | 18.0645 | 2.1031 | 0 | 8.9366 | 11.0396 | 7.0249 | 3945.1069 | 0.156 | 13.8893
206 | 17.9032 | 2.0797 | 0 | 8.8832 | 10.9629 | 6.9404 | 3945.1069 | 0.1579 | 13.7314
207 | 17.7419 | 2.0563 | 0 | 8.829 | 10.8853 | 6.8566 | 3945.1069 | 0.15982 | 13.5716
208 | 17.5806 | 2.033 | 0 | 8.774 | 10.8069 | 6.7737 | 3945.1069 | 0.16178 | 13.4098
209 | 17.4194 | 2.0096 | 0 | 8.7182 | 10.7278 | 6.6916 | 3945.1069 | 0.16377 | 13.2461
210 | 17.2581 | 1.9862 | 0 | 8.6616 | 10.6478 | 6.6103 | 3945.1069 | 0.16578 | 13.0803
211 | 17.0968 | 1.9629 | 0 | 8.6042 | 10.567 | 6.5298 | 3945.1069 | 0.16783 | 12.9125
212 | 16.9355 | 1.9395 | 0 | 8.5459 | 10.4854 | 6.4501 | 3945.1069 | 0.1699 | 12.7426
213 | 16.7742 | 1.9161 | 0 | 8.4869 | 10.403 | 6.3712 | 3945.1069 | 0.172 | 12.5705
214 | 16.6129 | 1.8928 | 0 | 8.427 | 10.3197 | 6.2932 | 3945.1069 | 0.17413 | 12.3964
215 | 16.4516 | 1.8694 | 0 | 8.3662 | 10.2356 | 6.216 | 3945.1069 | 0.1763 | 12.2201
216 | 16.2903 | 1.846 | 0 | 8.3046 | 10.1506 | 6.1397 | 3945.1069 | 0.17849 | 12.0416
217 | 16.129 | 1.8227 | 0 | 8.2421 | 10.0648 | 6.0642 | 3945.1069 | 0.18071 | 11.8609
218 | 15.9677 | 1.7993 | 0 | 8.1788 | 9.9781 | 5.9897 | 3945.1069 | 0.18296 | 11.678
219 | 15.8065 | 1.7759 | 0 | 8.1146 | 9.8905 | 5.9159 | 3945.1069 | 0.18524 | 11.4927
220 | 15.6452 | 1.7526 | 0 | 8.0495 | 9.802 | 5.8431 | 3945.1069 | 0.18755 | 11.3052
221 | 15.4839 | 1.7292 | 0 | 7.9835 | 9.7127 | 5.7712 | 3945.1069 | 0.18989 | 11.1153
222 | 15.3226 | 1.7058 | 0 | 7.9166 | 9.6224 | 5.7002 | 3945.1069 | 0.19225 | 10.923
223 | 15.1613 | 1.6824 | 0 | 7.8488 | 9.5313 | 5.63 | 3945.1069 | 0.19465 | 10.7284
224 | 15 | 1.6591 | 0 | 7.7801 | 9.4392 | 5.5608 | 3945.1069 | 0.19707 | 10.5313
225 | 14.7778 | 1.6357 | 0 | 7.7104 | 9.3461 | 5.4316 | 3945.1069 | 0.20176 | 10.3296
226 | 14.5556 | 1.6123 | 0 | 7.6398 | 9.2522 | 5.3034 | 3945.1069 | 0.20664 | 10.1229
227 | 14.3333 | 1.589 | 0 | 7.5683 | 9.1573 | 5.176 | 3945.1069 | 0.21172 | 9.9112
228 | 14.1111 | 1.5656 | 0 | 7.4958 | 9.0615 | 5.0497 | 3945.1069 | 0.21702 | 9.6942
229 | 13.8889 | 1.5422 | 0 | 7.4224 | 8.9646 | 4.9242 | 3945.1069 | 0.22254 | 9.4717
230 | 13.6667 | 1.5189 | 0 | 7.348 | 8.8669 | 4.7998 | 3945.1069 | 0.22831 | 9.2433
231 | 13.4444 | 1.4955 | 0 | 7.2726 | 8.7681 | 4.6763 | 3945.1069 | 0.23434 | 9.009
232 | 13.2222 | 1.4721 | 0 | 7.1962 | 8.6684 | 4.5538 | 3945.1069 | 0.24065 | 8.7683
233 | 13 | 1.4488 | 0 | 7.1189 | 8.5677 | 4.4323 | 3945.1069 | 0.24724 | 8.5211
234 | 13.0125 | 1.4254 | 0 | 7.0405 | 8.4659 | 4.5466 | 3945.1069 | 0.24103 | 8.2801
235 | 13.025 | 1.402 | 0 | 6.9611 | 8.3632 | 4.6618 | 3945.1069 | 0.23507 | 8.045
236 | 13.0375 | 1.3787 | 0 | 6.8807 | 8.2594 | 4.7781 | 3945.1069 | 0.22935 | 7.8157
237 | 13.05 | 1.3553 | 0 | 6.7993 | 8.1546 | 4.8954 | 3945.1069 | 0.22386 | 7.5918
238 | 13.0625 | 1.3319 | 0 | 6.7169 | 8.0488 | 5.0137 | 3945.1069 | 0.21857 | 7.3732
239 | 13.075 | 1.3086 | 0 | 6.6333 | 7.9419 | 5.1331 | 3945.1069 | 0.21349 | 7.1597
240 | 13.0875 | 1.2852 | 0 | 6.5488 | 7.834 | 5.2535 | 3945.1069 | 0.2086 | 6.9511
241 | 13.1 | 1.2618 | 0 | 6.4632 | 7.725 | 5.375 | 3945.1069 | 0.20388 | 6.7473
242 | 13.1125 | 1.2385 | 0 | 6.3765 | 7.6149 | 5.4976 | 3945.1069 | 0.19934 | 6.5479
243 | 13.125 | 1.2151 | 0 | 6.2887 | 7.5038 | 5.6212 | 3945.1069 | 0.19495 | 6.353
244 | 13.1375 | 1.1917 | 0 | 6.1998 | 7.3915 | 5.746 | 3945.1069 | 0.19072 | 6.1622
245 | 13.15 | 1.1684 | 0 | 6.1098 | 7.2782 | 5.8718 | 3945.1069 | 0.18663 | 5.9756
246 | 13.1625 | 1.145 | 0 | 6.0188 | 7.1638 | 5.9987 | 3945.1069 | 0.18268 | 5.7929
247 | 13.175 | 1.1216 | 0 | 5.9266 | 7.0482 | 6.1268 | 3945.1069 | 0.17886 | 5.6141
248 | 13.1875 | 1.0983 | 0 | 5.8332 | 6.9315 | 6.256 | 3945.1069 | 0.17517 | 5.4389
249 | 13.2 | 1.0749 | 0 | 5.7388 | 6.8137 | 6.3863 | 3945.1069 | 0.1716 | 5.2673
250 | 13.2125 | 1.0515 | 0 | 5.6432 | 6.6947 | 6.5178 | 3945.1069 | 0.16813 | 5.0992
251 | 13.225 | 1.0282 | 0 | 5.5464 | 6.5746 | 6.6504 | 3945.1069 | 0.16478 | 4.9344
252 | 13.2375 | 1.0048 | 0 | 5.4485 | 6.4533 | 6.7842 | 3945.1069 | 0.16153 | 4.7729
253 | 13.25 | 0.98143 | 0 | 5.3494 | 6.3308 | 6.9192 | 3945.1069 | 0.15838 | 4.6145
254 | 13.2625 | 0.95806 | 0 | 5.2491 | 6.2072 | 7.0553 | 3945.1069 | 0.15532 | 4.4592
255 | 13.275 | 0.93469 | 0 | 5.1477 | 6.0824 | 7.1926 | 3945.1069 | 0.15236 | 4.3068
256 | 13.2875 | 0.91133 | 0 | 5.045 | 5.9563 | 7.3312 | 3945.1069 | 0.14948 | 4.1573
257 | 13.3 | 0.88796 | 0 | 4.9411 | 5.8291 | 7.4709 | 3945.1069 | 0.14668 | 4.0106
258 | 13.3125 | 0.86459 | 0 | 4.836 | 5.7006 | 7.6119 | 3945.1069 | 0.14397 | 3.8667
259 | 13.325 | 0.84122 | 0 | 4.7297 | 5.5709 | 7.7541 | 3945.1069 | 0.14133 | 3.7253
260 | 13.3375 | 0.81786 | 0 | 4.6221 | 5.44 | 7.8975 | 3945.1069 | 0.13876 | 3.5866
261 | 13.35 | 0.79449 | 0 | 4.5133 | 5.3078 | 8.0422 | 3945.1069 | 0.13626 | 3.4503
262 | 13.3625 | 0.77112 | 0 | 4.4032 | 5.1744 | 8.1881 | 3945.1069 | 0.13384 | 3.3165
263 | 13.375 | 0.74776 | 0 | 4.2919 | 5.0397 | 8.3353 | 3945.1069 | 0.13147 | 3.185
264 | 13.3875 | 0.72439 | 0 | 4.1793 | 4.9037 | 8.4838 | 3945.1069 | 0.12917 | 3.0558
265 | 13.4 | 0.70102 | 0 | 4.0654 | 4.7664 | 8.6336 | 3945.1069 | 0.12693 | 2.9289
266 | 13.4125 | 0.67765 | 0 | 3.9502 | 4.6278 | 8.7847 | 3945.1069 | 0.12475 | 2.8042
267 | 13.425 | 0.65429 | 0 | 3.8337 | 4.488 | 8.937 | 3945.1069 | 0.12262 | 2.6815
268 | 13.4375 | 0.63092 | 0 | 3.7158 | 4.3468 | 9.0907 | 3945.1069 | 0.12055 | 2.561
269 | 13.45 | 0.60755 | 0 | 3.5967 | 4.2042 | 9.2458 | 3945.1069 | 0.11853 | 2.4425
270 | 13.4625 | 0.58418 | 0 | 3.4762 | 4.0604 | 9.4021 | 3945.1069 | 0.11656 | 2.3259
271 | 13.475 | 0.56082 | 0 | 3.3544 | 3.9152 | 9.5598 | 3945.1069 | 0.11463 | 2.2113
272 | 13.4875 | 0.53745 | 0 | 3.2312 | 3.7686 | 9.7189 | 3945.1069 | 0.11276 | 2.0985
273 | 13.5 | 0.51408 | 0 | 3.1066 | 3.6207 | 9.8793 | 3945.1069 | 0.11093 | 1.9876
274 | 13.55 | 0.49071 | 0 | 2.9807 | 3.4714 | 10.0786 | 3945.1069 | 0.10873 | 1.8789
275 | 13.6 | 0.46735 | 0 | 2.8534 | 3.3207 | 10.2793 | 3945.1069 | 0.10661 | 1.7723
276 | 13.65 | 0.44398 | 0 | 2.7247 | 3.1686 | 10.4814 | 3945.1069 | 0.10455 | 1.6677
277 | 13.7 | 0.42061 | 0 | 2.5945 | 3.0152 | 10.6848 | 3945.1069 | 0.10256 | 1.5651
278 | 13.75 | 0.39724 | 0 | 2.463 | 2.8603 | 10.8897 | 3945.1069 | 0.10063 | 1.4645
279 | 13.8 | 0.37388 | 0 | 2.33 | 2.7039 | 11.0961 | 3945.1069 | 0.098761 | 1.3657
280 | 13.85 | 0.35051 | 0 | 2.1956 | 2.5462 | 11.3038 | 3945.1069 | 0.096946 | 1.2688
281 | 13.9 | 0.32714 | 0 | 2.0598 | 2.3869 | 11.5131 | 3945.1069 | 0.095184 | 1.1736
282 | 13.95 | 0.30378 | 0 | 1.9225 | 2.2263 | 11.7237 | 3945.1069 | 0.093474 | 1.0801
283 | 14 | 0.28041 | 0 | 1.7837 | 2.0641 | 11.9359 | 3945.1069 | 0.091812 | 0.98833
284 | 14.05 | 0.25704 | 0 | 1.6434 | 1.9005 | 12.1495 | 3945.1069 | 0.090198 | 0.89813
285 | 14.1 | 0.23367 | 0 | 1.5017 | 1.7354 | 12.3646 | 3945.1069 | 0.088629 | 0.8095
286 | 14.15 | 0.21031 | 0 | 1.3585 | 1.5688 | 12.5812 | 3945.1069 | 0.087103 | 0.7224
287 | 14.2 | 0.18694 | 0 | 1.2137 | 1.4006 | 12.7994 | 3945.1069 | 0.085619 | 0.63678
288 | 14.25 | 0.16357 | 0 | 1.0674 | 1.231 | 13.019 | 3945.1069 | 0.084174 | 0.5526
289 | 14.3 | 0.1402 | 0 | 0.91962 | 1.0598 | 13.2402 | 3945.1069 | 0.082768 | 0.46983
290 | 14.35 | 0.11684 | 0 | 0.77027 | 0.8871 | 13.4629 | 3945.1069 | 0.081399 | 0.38844
291 | 14.4 | 0.093469 | 0 | 0.61936 | 0.71283 | 13.6872 | 3945.1069 | 0.080065 | 0.30837
292 | 14.45 | 0.070102 | 0 | 0.46689 | 0.537 | 13.913 | 3945.1069 | 0.078765 | 0.22961
293 | 14.5 | 0.046735 | 0 | 0.31285 | 0.35959 | 14.1404 | 3945.1069 | 0.077499 | 0.15211
294 | 14.5 | 0.023367 | 0 | 0.15722 | 0.18059 | 14.3194 | 3945.1069 | 0.07653 | 0.075577
295 | 14.5 | 0 | 0 | 0 | 0 | 14.5 | 3945.1069 | 0.075577 | 0
296 | 14.5 | -0.023367 | 0 | -0.15883 | -0.1822 | 14.6822 | 3945.1069 | 0.074639
297 | 14.5 | -0.046735 | 0 | -0.31928 | -0.36601 | 14.866 | 3945.1069 | 0.073716
298 | 14.5 | -0.070102 | 0 | -0.48136 | -0.55146 | 15.0515 | 3945.1069 | 0.072808
299 | 14.5 | -0.093469 | 0 | -0.64507 | -0.73854 | 15.2385 | 3945.1069 | 0.071914
300 | 14.5 | -0.11684 | 0 | -0.81044 | -0.92728 | 15.4273 | 3945.1069 | 0.071034
Note on D13: Roger Smith: placeholder. May eway off.

## Heat capacity
HEAT CAPACITY of FOCAL PLANE
|  |  | at 240K |  |  | From Hal's SolidWorks Model
Component | Number | Material | Specific Heat | Density |  | Volume | Volume | Heat Capacity
|  |  | (J/K/kg) | (kg/m^3) | (J/K/m^3) | (inch^3) | (m^3) | (J/K)
FPMOLY | 1 | Moly | 235 | 10240 | 2406400 | 6.615 | 0.0001084 | 260.8564
MOLYFOOT | 12 | Moly | 235 | 10240 | 2406400 | 0.49 | 8.0297e-06 | 231.8723
COLDCLAMP | 12 | Moly | 235 | 10240 | 2406400 | 0.106 | 1.737e-06 | 50.1601
CCD20 | 12 | AlN | 580 | 3250 | 1885000 | 0.729 | 1.1946e-05 | 270.224
Standoff Pad | 4 | Al ? | 885 | 2770 | 2451450 | 0.0984 | 1.6125e-06 | 15.8118
FPBRACKET | 4 | Al ? | 885 | 2770 | 2451450 | 0.535 | 8.7671e-06 | 85.9687
Resistors | 12 | AlN | 580 | 3250 | 1885000 | 0.09 | 1.4748e-06 | 33.361 | guess
Fasteners | 60 | SS 304 | 450 | 8030 | 3613500 | 0.003927 | 6.4352e-08 | 13.9522 | guess
TOTAL | [5 empty] | 8.6673 | 0.00014203 | 962.2065
Note on A8: Roger Smith: FPMOLY, "Focal plane"
Note on C8: Roger Smith: Confirmed by Luppino not to be TZM

## PT30
Standard PT 30 Cryocooler
Heat inflow model:
Ambient temperature |  | Ta | 295 | K
Detector temperature setpoint |  | Tsp | 175 | K
detector tempertaure |  | Td | variable
Cold head temperature |  | Tc | variable
Detector to Cold head Resistance |  | Rd | 2.1364 | K/W
Wiring thermal resistance |  | Rw | 32.6667 | K/W
Post thermal resistance |  | Rp | 1989.4368 | K/W
Stephan boltzman constant |  | sigma | 5.669e-08 | W/sq.m.K^4
Enclosure emissivity |  | Ea | 0.15
window emissivity |  | Ew | 0.97
Detector assy backside emsissivity |  | Eb | 0.3
Detector assy frontside emissivity |  | Ef | 0.97
Detector assy back+side area |  | Ab | 0.054155 | sq.m
Detector assy front surface area |  | Af | 0.027078 | sq.m
heat inflow to cold head = sum of…
conduction from ambient = |  | (Ta -Tc)*(1/Rw + 1/Rp)
conduction from detector = |  | (Td-Tc)/Rd
radiation: amb to det. = |  | sigma*(Af*Ef*Ew + Ab*Eb*Ec)(Ta^4 -Td^4)
Room temp heat capacity at detector |  |  | 962.2065 | J/K
Heat spreader volume |  |  | 9e-05 | m^3
density of Al |  |  | 2770 | kg/m^3
mass of Al spreader |  |  | 0.2493 | kg
specific heat of Al |  |  | 961.2 | J/K/kg
heat capacity of spreader |  |  | 239.6272 | J/K
with allowance for getter etc |  |  | 311.5153 | J/K
Notes:
The detector tempertaure servo has been assumed to be perfect once setpoint is reached passively
There is some unphysical oscillation at small amplitude in the simulation due to the use of lookup tables which quantize. | [9 empty] | 4.8611 | hours
[6 empty] | 15 | s increment
Cold head temperature, Tc | Cooling power | heat capacity at cooler head |  | Detector temperature, Td | heat capacity at detector | time since start cooling | net heat into detector | Td | Heat flow from detector to cooler | net heat into cooling head | Tc | Radiation plus conduction | Heater power
(K) | (W) | (J/K) |  | (K) | (J/K) | (s) | (W) | (K) | (W) | (W) | (K) | (W) | (W)
105 | 0 | 311.5153 |  | 105 | 962.2065 | 0 | 0 | 295 | 0 | -14.5 | 295 | 0 | 0
106 | 0.83333 | 311.5153 |  | 106 | 962.2065 | 15 | -0.32682 | 295 | 0.32682 | -14.1732 | 294.3018 | 0 | 0
107 | 1.6667 | 311.5153 |  | 107 | 962.2065 | 30 | -0.6429 | 294.9949 | 0.64388 | -13.8561 | 293.6193 | 0.00098642 | 0
108 | 2.5 | 311.5153 |  | 108 | 962.2065 | 45 | -0.94857 | 294.9849 | 0.9515 | -13.4985 | 292.9521 | 0.0029267 | 0
109 | 3.3333 | 311.5153 |  | 109 | 962.2065 | 60 | -1.243 | 294.9701 | 1.2488 | -13.2012 | 292.3022 | 0.0057893 | 0
110 | 4.1667 | 311.5153 |  | 110 | 962.2065 | 75 | -1.5278 | 294.9507 | 1.5373 | -12.8627 | 291.6665 | 0.0095399 | 0
111 | 5 | 311.5153 |  | 111 | 962.2065 | 90 | -1.8019 | 294.9269 | 1.8161 | -12.5839 | 291.0471 | 0.014149 | 0
112 | 5.8333 | 311.5153 |  | 112 | 962.2065 | 105 | -2.067 | 294.8988 | 2.0865 | -12.2635 | 290.4412 | 0.019583 | 0
113 | 6.6667 | 311.5153 |  | 113 | 962.2065 | 120 | -2.322 | 294.8666 | 2.3479 | -11.9521 | 289.8507 | 0.025816 | 0
114 | 7.5 | 311.5153 |  | 114 | 962.2065 | 135 | -2.5675 | 294.8304 | 2.6003 | -11.6997 | 289.2752 | 0.032816 | 0
115 | 8.3333 | 311.5153 |  | 115 | 962.2065 | 150 | -2.8047 | 294.7904 | 2.8453 | -11.4047 | 288.7118 | 0.040553 | 0
116 | 9.1667 | 311.5153 |  | 116 | 962.2065 | 165 | -3.0329 | 294.7466 | 3.0819 | -11.1681 | 288.1627 | 0.049001 | 0
117 | 10 | 311.5153 |  | 117 | 962.2065 | 180 | -3.2533 | 294.6994 | 3.3115 | -10.8885 | 287.6249 | 0.058134 | 0
118 | 10.8333 | 311.5153 |  | 118 | 962.2065 | 195 | -3.4652 | 294.6486 | 3.5331 | -10.6669 | 287.1006 | 0.067926 | 0
119 | 11.6667 | 311.5153 |  | 119 | 962.2065 | 210 | -3.6699 | 294.5946 | 3.7483 | -10.4017 | 286.587 | 0.078352 | 0
120 | 12.5 | 311.5153 |  | 120 | 962.2065 | 225 | -3.8665 | 294.5374 | 3.9559 | -10.1941 | 286.0861 | 0.089388 | 0
121 | 13.3333 | 311.5153 |  | 121 | 962.2065 | 240 | -4.0565 | 294.4771 | 4.1575 | -9.9425 | 285.5952 | 0.10101 | 0
122 | 14.1667 | 311.5153 |  | 122 | 962.2065 | 255 | -4.2388 | 294.4139 | 4.352 | -9.748 | 285.1165 | 0.1132 | 0
123 | 15 | 311.5153 |  | 123 | 962.2065 | 270 | -4.4148 | 294.3478 | 4.5408 | -9.5092 | 284.6471 | 0.12592 | 0
124 | 16.6667 | 311.5153 |  | 124 | 962.2065 | 285 | -4.5837 | 294.279 | 4.7229 | -9.3271 | 284.1892 | 0.13917 | 0
125 | 18.3333 | 311.5153 |  | 125 | 962.2065 | 300 | -4.7467 | 294.2075 | 4.8997 | -9.1003 | 283.7401 | 0.15292 | 0
126 | 20 | 311.5153 |  | 126 | 962.2065 | 315 | -4.903 | 294.1335 | 5.0701 | -8.9299 | 283.3019 | 0.16714 | 0
126.2 | 20.5714 | 311.5153 |  | 126.2 | 962.2065 | 330 | -5.0538 | 294.0571 | 5.2356 | -8.7144 | 282.8719 | 0.18183 | 0
126.4 | 21.1429 | 311.5153 |  | 126.4 | 962.2065 | 345 | -5.1982 | 293.9783 | 5.3952 | -8.5548 | 282.4523 | 0.19695 | 0
126.6 | 21.7143 | 311.5153 |  | 126.6 | 962.2065 | 360 | -5.3375 | 293.8973 | 5.55 | -8.4 | 282.0404 | 0.2125 | 0
126.8 | 22.2857 | 311.5153 |  | 126.8 | 962.2065 | 375 | -5.472 | 293.8141 | 5.7004 | -8.1996 | 281.6359 | 0.22845 | 0
127 | 22.8571 | 311.5153 |  | 127 | 962.2065 | 390 | -5.6005 | 293.7288 | 5.8453 | -8.0547 | 281.2411 | 0.2448 | 0
127.2 | 23.4286 | 311.5153 |  | 127.2 | 962.2065 | 405 | -5.7245 | 293.6415 | 5.986 | -7.864 | 280.8532 | 0.26151 | 0
127.4 | 24 | 311.5153 |  | 127.4 | 962.2065 | 420 | -5.8429 | 293.5522 | 6.1215 | -7.7285 | 280.4746 | 0.27859 | 0
127.6 | 24.5714 | 311.5153 |  | 127.6 | 962.2065 | 435 | -5.957 | 293.4611 | 6.253 | -7.597 | 280.1024 | 0.296 | 0
127.8 | 25.1429 | 311.5153 |  | 127.8 | 962.2065 | 450 | -6.067 | 293.3683 | 6.3808 | -7.4192 | 279.7366 | 0.31374 | 0
128 | 25.7143 | 311.5153 |  | 128 | 962.2065 | 465 | -6.1719 | 293.2737 | 6.5037 | -7.2963 | 279.3794 | 0.33179 | 0
128.2 | 26.2857 | 311.5153 |  | 128.2 | 962.2065 | 480 | -6.273 | 293.1775 | 6.6231 | -7.1769 | 279.028 | 0.35014 | 0
128.4 | 26.8571 | 311.5153 |  | 128.4 | 962.2065 | 495 | -6.3704 | 293.0797 | 6.7391 | -7.0109 | 278.6825 | 0.36877 | 0
128.6 | 27.4286 | 311.5153 |  | 128.6 | 962.2065 | 330 | -5.0538 | 294.0571 | 5.2356 | -8.7144 | 282.8719 | 0.18183 | 0
128.8 | 28 | 311.5153 |  | 128.8 | 962.2065 | 345 | -5.1982 | 293.9783 | 5.3952 | -8.5548 | 282.4523 | 0.19695 | 0
129 | 29.5 | 311.5153 |  | 129 | 962.2065 | 360 | -5.3375 | 293.8973 | 5.55 | -8.4 | 282.0404 | 0.2125 | 0
130 | 30 | 311.5153 |  | 130 | 962.2065 | 375 | -5.472 | 293.8141 | 5.7004 | -8.1996 | 281.6359 | 0.22845 | 0
131 | 30 | 311.5153 |  | 131 | 962.2065 | 390 | -5.6005 | 293.7288 | 5.8453 | -8.0547 | 281.2411 | 0.2448 | 0
132 | 29.8 | 311.5153 |  | 132 | 962.2065 | 405 | -5.7245 | 293.6415 | 5.986 | -7.864 | 280.8532 | 0.26151 | 0
133 | 29.5 | 311.5153 |  | 133 | 962.2065 | 420 | -5.8429 | 293.5522 | 6.1215 | -7.7285 | 280.4746 | 0.27859 | 0
134 | 29.2 | 311.5153 |  | 134 | 962.2065 | 435 | -5.957 | 293.4611 | 6.253 | -7.597 | 280.1024 | 0.296 | 0
135 | 28.9 | 311.5153 |  | 135 | 962.2065 | 450 | -6.067 | 293.3683 | 6.3808 | -7.4192 | 279.7366 | 0.31374 | 0
136 | 28.6 | 311.5153 |  | 136 | 962.2065 | 465 | -6.1719 | 293.2737 | 6.5037 | -7.2963 | 279.3794 | 0.33179 | 0
137 | 28.3 | 311.5153 |  | 137 | 962.2065 | 480 | -6.273 | 293.1775 | 6.6231 | -7.1769 | 279.028 | 0.35014 | 0
138 | 28 | 311.5153 |  | 138 | 962.2065 | 495 | -6.3704 | 293.0797 | 6.7391 | -7.0109 | 278.6825 | 0.36877 | 0
139 | 27.7 | 311.5153 |  | 139 | 962.2065 | 510 | -6.463 | 292.9804 | 6.8507 | -6.8993 | 278.3449 | 0.38768 | 0
140 | 27.4 | 311.5153 |  | 140 | 962.2065 | 525 | -6.5522 | 292.8796 | 6.959 | -6.791 | 278.0127 | 0.40684 | 0
141 | 27.1 | 311.5153 |  | 141 | 962.2065 | 540 | -6.638 | 292.7775 | 7.0643 | -6.6357 | 277.6857 | 0.42625 | 0
142 | 26.8 | 311.5153 |  | 142 | 962.2065 | 555 | -6.7195 | 292.674 | 7.1654 | -6.5346 | 277.3661 | 0.4459 | 0
143 | 26.5 | 311.5153 |  | 143 | 962.2065 | 570 | -6.7979 | 292.5693 | 7.2636 | -6.4364 | 277.0515 | 0.46578 | 0
144 | 26.2 | 311.5153 |  | 144 | 962.2065 | 585 | -6.8732 | 292.4633 | 7.3591 | -6.2909 | 276.7416 | 0.48586 | 0
145 | 25.9 | 311.5153 |  | 145 | 962.2065 | 600 | -6.9446 | 292.3561 | 7.4507 | -6.1993 | 276.4387 | 0.50616 | 0
146 | 25.6 | 311.5153 |  | 146 | 962.2065 | 615 | -7.0132 | 292.2479 | 7.5398 | -6.1102 | 276.1401 | 0.52664 | 0
147 | 25.3 | 311.5153 |  | 147 | 962.2065 | 630 | -7.079 | 292.1385 | 7.6263 | -5.9737 | 275.8459 | 0.5473 | 0
148 | 25 | 311.5153 |  | 148 | 962.2065 | 645 | -7.1412 | 292.0282 | 7.7093 | -5.8907 | 275.5583 | 0.56814 | 0
149 | 24.8333 | 311.5153 |  | 149 | 962.2065 | 660 | -7.2008 | 291.9169 | 7.79 | -5.81 | 275.2746 | 0.58915 | 0
150 | 24.6667 | 311.5153 |  | 150 | 962.2065 | 675 | -7.2581 | 291.8046 | 7.8684 | -5.6816 | 274.9949 | 0.61031 | 0
151 | 24.5 | 311.5153 |  | 151 | 962.2065 | 690 | -7.3119 | 291.6915 | 7.9435 | -5.6065 | 274.7213 | 0.63161 | 0
152 | 24.3333 | 311.5153 |  | 152 | 962.2065 | 705 | -7.3634 | 291.5775 | 8.0165 | -5.5335 | 274.4513 | 0.65305 | 0
153 | 24.1667 | 311.5153 |  | 153 | 962.2065 | 720 | -7.4129 | 291.4627 | 8.0875 | -5.4625 | 274.1849 | 0.67463 | 0
154 | 24 | 311.5153 |  | 154 | 962.2065 | 735 | -7.4602 | 291.3471 | 8.1565 | -5.3435 | 273.9219 | 0.69632 | 0
155 | 23.8333 | 311.5153 |  | 155 | 962.2065 | 750 | -7.5044 | 291.2308 | 8.2225 | -5.2775 | 273.6646 | 0.71814 | 0
156 | 23.6667 | 311.5153 |  | 156 | 962.2065 | 765 | -7.5466 | 291.1138 | 8.2867 | -5.2133 | 273.4104 | 0.74006 | 0
157 | 23.5 | 311.5153 |  | 157 | 962.2065 | 780 | -7.5871 | 290.9962 | 8.3491 | -5.1509 | 273.1594 | 0.76208 | 0
158 | 23.3333 | 311.5153 |  | 158 | 962.2065 | 795 | -7.6257 | 290.8779 | 8.4099 | -5.0776 | 272.9114 | 0.7842 | 0
159 | 23.1667 | 311.5153 |  | 159 | 962.2065 | 810 | -7.6623 | 290.759 | 8.4687 | -5.0188 | 272.6669 | 0.8064 | 0
160 | 23 | 311.5153 |  | 160 | 962.2065 | 825 | -7.6972 | 290.6396 | 8.5259 | -4.9616 | 272.4252 | 0.82869 | 0
161 | 22.8333 | 311.5153 |  | 161 | 962.2065 | 840 | -7.7305 | 290.5196 | 8.5815 | -4.906 | 272.1863 | 0.85106 | 0
162 | 22.6667 | 311.5153 |  | 162 | 962.2065 | 855 | -7.7622 | 290.3991 | 8.6357 | -4.8393 | 271.9501 | 0.8735 | 0
163 | 22.5 | 311.5153 |  | 163 | 962.2065 | 870 | -7.7921 | 290.2781 | 8.6881 | -4.7869 | 271.7171 | 0.89602 | 0
164 | 22.45 | 311.5153 |  | 164 | 962.2065 | 885 | -7.8206 | 290.1566 | 8.7392 | -4.7358 | 271.4866 | 0.91859 | 0
165 | 22.4 | 311.5153 |  | 165 | 962.2065 | 900 | -7.8476 | 290.0347 | 8.7888 | -4.6862 | 271.2585 | 0.94122 | 0
166 | 22.35 | 311.5153 |  | 166 | 962.2065 | 915 | -7.8733 | 289.9124 | 8.8372 | -4.6378 | 271.0329 | 0.96391 | 0
167 | 22.3 | 311.5153 |  | 167 | 962.2065 | 930 | -7.8976 | 289.7896 | 8.8843 | -4.5782 | 270.8096 | 0.98665 | 0
168 | 22.25 | 311.5153 |  | 168 | 962.2065 | 945 | -7.9204 | 289.6665 | 8.9298 | -4.5327 | 270.5891 | 1.0094 | 0
169 | 22.2 | 311.5153 |  | 169 | 962.2065 | 960 | -7.9419 | 289.543 | 8.9742 | -4.4883 | 270.3709 | 1.0323 | 0
170 | 22.15 | 311.5153 |  | 170 | 962.2065 | 975 | -7.9623 | 289.4192 | 9.0174 | -4.4451 | 270.1547 | 1.0551 | 0
171 | 22.1 | 311.5153 |  | 171 | 962.2065 | 990 | -7.9815 | 289.2951 | 9.0595 | -4.3905 | 269.9407 | 1.078 | 0
172 | 22.05 | 311.5153 |  | 172 | 962.2065 | 1005 | -7.9993 | 289.1707 | 9.1002 | -4.3498 | 269.7293 | 1.1009 | 0
173 | 22 | 311.5153 |  | 173 | 962.2065 | 1020 | -8.016 | 289.046 | 9.1399 | -4.3101 | 269.5198 | 1.1239 | 0
174 | 21.875 | 311.5153 |  | 174 | 962.2065 | 1035 | -8.0317 | 288.921 | 9.1785 | -4.2715 | 269.3123 | 1.1469 | 0
175 | 21.75 | 311.5153 |  | 175 | 962.2065 | 1050 | -8.0463 | 288.7958 | 9.2162 | -4.2338 | 269.1066 | 1.1699 | 0
176 | 21.625 | 311.5153 |  | 176 | 962.2065 | 1065 | -8.06 | 288.6704 | 9.2529 | -4.1846 | 268.9028 | 1.1929 | 0
177 | 21.5 | 311.5153 |  | 177 | 962.2065 | 1080 | -8.0725 | 288.5447 | 9.2884 | -4.1491 | 268.7013 | 1.2159 | 0
178 | 21.375 | 311.5153 |  | 178 | 962.2065 | 1095 | -8.0841 | 288.4189 | 9.323 | -4.1145 | 268.5015 | 1.239 | 0
179 | 21.25 | 311.5153 |  | 179 | 962.2065 | 1110 | -8.0948 | 288.2928 | 9.3568 | -4.0807 | 268.3034 | 1.262 | 0
180 | 21.125 | 311.5153 |  | 180 | 962.2065 | 1125 | -8.1046 | 288.1667 | 9.3897 | -4.0478 | 268.1069 | 1.2851 | 0
181 | 21 | 311.5153 |  | 181 | 962.2065 | 1140 | -8.1137 | 288.0403 | 9.4218 | -4.0032 | 267.912 | 1.3081 | 0
182 | 20.875 | 311.5153 |  | 182 | 962.2065 | 1155 | -8.1216 | 287.9138 | 9.4528 | -3.9722 | 267.7192 | 1.3312 | 0
183 | 20.75 | 311.5153 |  | 183 | 962.2065 | 1170 | -8.1288 | 287.7872 | 9.4831 | -3.9419 | 267.5279 | 1.3542 | 0
184 | 20.625 | 311.5153 |  | 184 | 962.2065 | 1185 | -8.1353 | 287.6605 | 9.5126 | -3.9124 | 267.3381 | 1.3773 | 0
185 | 20.5 | 311.5153 |  | 185 | 962.2065 | 1200 | -8.1411 | 287.5337 | 9.5414 | -3.8836 | 267.1497 | 1.4003 | 0
186 | 20.4375 | 311.5153 |  | 186 | 962.2065 | 1215 | -8.1462 | 287.4068 | 9.5695 | -3.843 | 266.9627 | 1.4234 | 0
187 | 20.375 | 311.5153 |  | 187 | 962.2065 | 1230 | -8.1503 | 287.2798 | 9.5967 | -3.8158 | 266.7777 | 1.4464 | 0
188 | 20.3125 | 311.5153 |  | 188 | 962.2065 | 1245 | -8.1539 | 287.1527 | 9.6233 | -3.7892 | 266.5939 | 1.4694 | 0
189 | 20.25 | 311.5153 |  | 189 | 962.2065 | 1260 | -8.1568 | 287.0256 | 9.6492 | -3.7633 | 266.4115 | 1.4924 | 0
190 | 20.1875 | 311.5153 |  | 190 | 962.2065 | 1275 | -8.1591 | 286.8984 | 9.6745 | -3.738 | 266.2303 | 1.5154 | 0
191 | 20.125 | 311.5153 |  | 191 | 962.2065 | 1290 | -8.1609 | 286.7712 | 9.6992 | -3.7133 | 266.0503 | 1.5383 | 0
192 | 20.0625 | 311.5153 |  | 192 | 962.2065 | 1305 | -8.1621 | 286.644 | 9.7233 | -3.6767 | 265.8715 | 1.5612 | 0
193 | 20 | 311.5153 |  | 193 | 962.2065 | 1320 | -8.1625 | 286.5168 | 9.7466 | -3.6534 | 265.6944 | 1.5842 | 0
194 | 19.8387 | 311.5153 |  | 194 | 962.2065 | 1335 | -8.1624 | 286.3895 | 9.7694 | -3.6306 | 265.5185 | 1.6071 | 0
195 | 19.6774 | 311.5153 |  | 195 | 962.2065 | 1350 | -8.1618 | 286.2623 | 9.7917 | -3.6083 | 265.3437 | 1.6299 | 0
196 | 19.5161 | 311.5153 |  | 196 | 962.2065 | 1365 | -8.1607 | 286.1351 | 9.8135 | -3.5865 | 265.17 | 1.6528 | 0
197 | 19.3548 | 311.5153 |  | 197 | 962.2065 | 1380 | -8.1592 | 286.0078 | 9.8347 | -3.5528 | 264.9973 | 1.6756 | 0
198 | 19.1935 | 311.5153 |  | 198 | 962.2065 | 1395 | -8.1569 | 285.8806 | 9.8553 | -3.5322 | 264.8262 | 1.6984 | 0
199 | 19.0323 | 311.5153 |  | 199 | 962.2065 | 1410 | -8.1543 | 285.7535 | 9.8754 | -3.5121 | 264.6561 | 1.7211 | 0
200 | 18.871 | 311.5153 |  | 200 | 962.2065 | 1425 | -8.1512 | 285.6264 | 9.895 | -3.4925 | 264.487 | 1.7438 | 0
201 | 18.7097 | 311.5153 |  | 201 | 962.2065 | 1440 | -8.1478 | 285.4993 | 9.9143 | -3.4732 | 264.3188 | 1.7665 | 0
202 | 18.5484 | 311.5153 |  | 202 | 962.2065 | 1455 | -8.1439 | 285.3723 | 9.9331 | -3.4544 | 264.1516 | 1.7892 | 0
203 | 18.3871 | 311.5153 |  | 203 | 962.2065 | 1470 | -8.1398 | 285.2453 | 9.9515 | -3.4235 | 263.9852 | 1.8118 | 0
204 | 18.2258 | 311.5153 |  | 204 | 962.2065 | 1485 | -8.1349 | 285.1184 | 9.9693 | -3.4057 | 263.8204 | 1.8343 | 0
205 | 18.0645 | 311.5153 |  | 205 | 962.2065 | 1500 | -8.1298 | 284.9916 | 9.9867 | -3.3883 | 263.6564 | 1.8569 | 0
206 | 17.9032 | 311.5153 |  | 206 | 962.2065 | 1515 | -8.1244 | 284.8649 | 10.0037 | -3.3713 | 263.4933 | 1.8794 | 0
207 | 17.7419 | 311.5153 |  | 207 | 962.2065 | 1530 | -8.1186 | 284.7382 | 10.0204 | -3.3546 | 263.3309 | 1.9018 | 0
208 | 17.5806 | 311.5153 |  | 208 | 962.2065 | 1545 | -8.1125 | 284.6117 | 10.0368 | -3.3382 | 263.1694 | 1.9243 | 0
209 | 17.4194 | 311.5153 |  | 209 | 962.2065 | 1560 | -8.1062 | 284.4852 | 10.0528 | -3.3222 | 263.0087 | 1.9466 | 0
210 | 17.2581 | 311.5153 |  | 210 | 962.2065 | 1575 | -8.0996 | 284.3588 | 10.0686 | -3.2939 | 262.8487 | 1.969 | 0
211 | 17.0968 | 311.5153 |  | 211 | 962.2065 | 1590 | -8.0924 | 284.2326 | 10.0837 | -3.2788 | 262.6901 | 1.9913 | 0
212 | 16.9355 | 311.5153 |  | 212 | 962.2065 | 1605 | -8.085 | 284.1064 | 10.0986 | -3.2639 | 262.5322 | 2.0135 | 0
213 | 16.7742 | 311.5153 |  | 213 | 962.2065 | 1620 | -8.0774 | 283.9804 | 10.1131 | -3.2494 | 262.375 | 2.0357 | 0
214 | 16.6129 | 311.5153 |  | 214 | 962.2065 | 1635 | -8.0695 | 283.8544 | 10.1274 | -3.2351 | 262.2186 | 2.0579 | 0
215 | 16.4516 | 311.5153 |  | 215 | 962.2065 | 1650 | -8.0615 | 283.7287 | 10.1415 | -3.221 | 262.0628 | 2.08 | 0
216 | 16.2903 | 311.5153 |  | 216 | 962.2065 | 1665 | -8.0532 | 283.603 | 10.1552 | -3.1948 | 261.9077 | 2.1021 | 0
217 | 16.129 | 311.5153 |  | 217 | 962.2065 | 1680 | -8.0444 | 283.4774 | 10.1685 | -3.1815 | 261.7539 | 2.1241 | 0
218 | 15.9677 | 311.5153 |  | 218 | 962.2065 | 1695 | -8.0354 | 283.352 | 10.1815 | -3.1685 | 261.6007 | 2.1461 | 0
219 | 15.8065 | 311.5153 |  | 219 | 962.2065 | 1710 | -8.0263 | 283.2268 | 10.1943 | -3.1557 | 261.4481 | 2.168 | 0
220 | 15.6452 | 311.5153 |  | 220 | 962.2065 | 1725 | -8.017 | 283.1016 | 10.2068 | -3.1432 | 261.2962 | 2.1899 | 0
221 | 15.4839 | 311.5153 |  | 221 | 962.2065 | 1740 | -8.0075 | 282.9767 | 10.2192 | -3.1308 | 261.1448 | 2.2117 | 0
222 | 15.3226 | 311.5153 |  | 222 | 962.2065 | 1755 | -7.9978 | 282.8518 | 10.2313 | -3.1062 | 260.994 | 2.2335 | 0
223 | 15.1613 | 311.5153 |  | 223 | 962.2065 | 1770 | -7.9878 | 282.7272 | 10.243 | -3.0945 | 260.8445 | 2.2552 | 0
224 | 15 | 311.5153 |  | 224 | 962.2065 | 1785 | -7.9775 | 282.6026 | 10.2544 | -3.0831 | 260.6955 | 2.2769 | 0
225 | 14.7778 | 311.5153 |  | 225 | 962.2065 | 1800 | -7.9672 | 282.4783 | 10.2657 | -3.0718 | 260.547 | 2.2985 | 0
226 | 14.5556 | 311.5153 |  | 226 | 962.2065 | 1815 | -7.9567 | 282.3541 | 10.2768 | -3.0607 | 260.3991 | 2.3201 | 0
227 | 14.3333 | 311.5153 |  | 227 | 962.2065 | 1830 | -7.9461 | 282.23 | 10.2877 | -3.0498 | 260.2517 | 2.3416 | 0
228 | 14.1111 | 311.5153 |  | 228 | 962.2065 | 1845 | -7.9354 | 282.1062 | 10.2985 | -3.039 | 260.1049 | 2.3631 | 0
229 | 13.8889 | 311.5153 |  | 229 | 962.2065 | 1860 | -7.9246 | 281.9824 | 10.3091 | -3.0159 | 259.9585 | 2.3845 | 0
230 | 13.6667 | 311.5153 |  | 230 | 962.2065 | 1875 | -7.9134 | 281.8589 | 10.3192 | -3.0058 | 259.8133 | 2.4058 | 0
231 | 13.4444 | 311.5153 |  | 231 | 962.2065 | 1890 | -7.9021 | 281.7355 | 10.3292 | -2.9958 | 259.6686 | 2.4272 | 0
232 | 13.2222 | 311.5153 |  | 232 | 962.2065 | 1905 | -7.8907 | 281.6124 | 10.3391 | -2.9859 | 259.5243 | 2.4484 | 0
233 | 13 | 311.5153 |  | 233 | 962.2065 | 1920 | -7.8792 | 281.4894 | 10.3488 | -2.9762 | 259.3806 | 2.4696 | 0
234 | 13.0125 | 311.5153 |  | 234 | 962.2065 | 1935 | -7.8676 | 281.3665 | 10.3584 | -2.9666 | 259.2372 | 2.4908 | 0
235 | 13.025 | 311.5153 |  | 235 | 962.2065 | 1950 | -7.856 | 281.2439 | 10.3678 | -2.9572 | 259.0944 | 2.5119 | 0
236 | 13.0375 | 311.5153 |  | 236 | 962.2065 | 1965 | -7.8443 | 281.1214 | 10.3772 | -2.9353 | 258.952 | 2.5329 | 0
237 | 13.05 | 311.5153 |  | 237 | 962.2065 | 1980 | -7.8322 | 280.9991 | 10.3861 | -2.9264 | 258.8107 | 2.5539 | 0
238 | 13.0625 | 311.5153 |  | 238 | 962.2065 | 1995 | -7.8201 | 280.877 | 10.3949 | -2.9176 | 258.6697 | 2.5748 | 0
239 | 13.075 | 311.5153 |  | 239 | 962.2065 | 2010 | -7.8079 | 280.7551 | 10.4036 | -2.9089 | 258.5293 | 2.5957 | 0
240 | 13.0875 | 311.5153 |  | 240 | 962.2065 | 2025 | -7.7956 | 280.6334 | 10.4122 | -2.9003 | 258.3892 | 2.6165 | 0
241 | 13.1 | 311.5153 |  | 241 | 962.2065 | 2040 | -7.7833 | 280.5119 | 10.4207 | -2.8918 | 258.2495 | 2.6373 | 0
242 | 13.1125 | 311.5153 |  | 242 | 962.2065 | 2055 | -7.771 | 280.3905 | 10.429 | -2.8835 | 258.1103 | 2.658 | 0
243 | 13.125 | 311.5153 |  | 243 | 962.2065 | 2070 | -7.7586 | 280.2694 | 10.4373 | -2.8627 | 257.9714 | 2.6787 | 0
244 | 13.1375 | 311.5153 |  | 244 | 962.2065 | 2085 | -7.7459 | 280.1484 | 10.4452 | -2.8548 | 257.8336 | 2.6993 | 0
245 | 13.15 | 311.5153 |  | 245 | 962.2065 | 2100 | -7.7332 | 280.0277 | 10.4531 | -2.8469 | 257.6961 | 2.7199 | 0
246 | 13.1625 | 311.5153 |  | 246 | 962.2065 | 2115 | -7.7204 | 279.9071 | 10.4608 | -2.8392 | 257.5591 | 2.7404 | 0
247 | 13.175 | 311.5153 |  | 247 | 962.2065 | 2130 | -7.7077 | 279.7868 | 10.4685 | -2.8315 | 257.4223 | 2.7608 | 0
248 | 13.1875 | 311.5153 |  | 248 | 962.2065 | 2145 | -7.6949 | 279.6666 | 10.476 | -2.824 | 257.286 | 2.7812 | 0
249 | 13.2 | 311.5153 |  | 249 | 962.2065 | 2160 | -7.682 | 279.5467 | 10.4835 | -2.8165 | 257.15 | 2.8015 | 0
250 | 13.2125 | 311.5153 |  | 250 | 962.2065 | 2175 | -7.6692 | 279.4269 | 10.491 | -2.809 | 257.0144 | 2.8218 | 0
251 | 13.225 | 311.5153 |  | 251 | 962.2065 | 2190 | -7.6563 | 279.3074 | 10.4983 | -2.7892 | 256.8791 | 2.842 | 0
252 | 13.2375 | 311.5153 |  | 252 | 962.2065 | 2205 | -7.6431 | 279.188 | 10.5053 | -2.7822 | 256.7448 | 2.8622 | 0
253 | 13.25 | 311.5153 |  | 253 | 962.2065 | 2220 | -7.63 | 279.0688 | 10.5122 | -2.7753 | 256.6109 | 2.8823 | 0
254 | 13.2625 | 311.5153 |  | 254 | 962.2065 | 2235 | -7.6168 | 278.9499 | 10.5191 | -2.7684 | 256.4772 | 2.9023 | 0
255 | 13.275 | 311.5153 |  | 255 | 962.2065 | 2250 | -7.6036 | 278.8312 | 10.5259 | -2.7616 | 256.3439 | 2.9223 | 0
256 | 13.2875 | 311.5153 |  | 256 | 962.2065 | 2265 | -7.5904 | 278.7126 | 10.5327 | -2.7548 | 256.211 | 2.9423 | 0
257 | 13.3 | 311.5153 |  | 257 | 962.2065 | 2280 | -7.5772 | 278.5943 | 10.5394 | -2.7481 | 256.0783 | 2.9622 | 0
258 | 13.3125 | 311.5153 |  | 258 | 962.2065 | 2295 | -7.564 | 278.4762 | 10.546 | -2.729 | 255.946 | 2.982 | 0
259 | 13.325 | 311.5153 |  | 259 | 962.2065 | 2310 | -7.5506 | 278.3583 | 10.5524 | -2.7226 | 255.8146 | 3.0018 | 0
260 | 13.3375 | 311.5153 |  | 260 | 962.2065 | 2325 | -7.5371 | 278.2406 | 10.5586 | -2.7164 | 255.6835 | 3.0215 | 0
261 | 13.35 | 311.5153 |  | 261 | 962.2065 | 2340 | -7.5237 | 278.1231 | 10.5649 | -2.7101 | 255.5527 | 3.0412 | 0
262 | 13.3625 | 311.5153 |  | 262 | 962.2065 | 2355 | -7.5103 | 278.0058 | 10.571 | -2.704 | 255.4222 | 3.0608 | 0
263 | 13.375 | 311.5153 |  | 263 | 962.2065 | 2370 | -7.4968 | 277.8887 | 10.5772 | -2.6978 | 255.292 | 3.0803 | 0
264 | 13.3875 | 311.5153 |  | 264 | 962.2065 | 2385 | -7.4834 | 277.7718 | 10.5833 | -2.6917 | 255.1621 | 3.0998 | 0
265 | 13.4 | 311.5153 |  | 265 | 962.2065 | 2400 | -7.4701 | 277.6552 | 10.5893 | -2.6857 | 255.0325 | 3.1193 | 0
266 | 13.4125 | 311.5153 |  | 266 | 962.2065 | 2415 | -7.4567 | 277.5387 | 10.5954 | -2.6671 | 254.9032 | 3.1387 | 0
267 | 13.425 | 311.5153 |  | 267 | 962.2065 | 2430 | -7.4431 | 277.4225 | 10.6011 | -2.6614 | 254.7747 | 3.158 | 0
268 | 13.4375 | 311.5153 |  | 268 | 962.2065 | 2445 | -7.4295 | 277.3064 | 10.6067 | -2.6558 | 254.6466 | 3.1773 | 0
269 | 13.45 | 311.5153 |  | 269 | 962.2065 | 2460 | -7.4159 | 277.1906 | 10.6124 | -2.6501 | 254.5187 | 3.1965 | 0
270 | 13.4625 | 311.5153 |  | 270 | 962.2065 | 2475 | -7.4023 | 277.075 | 10.618 | -2.6445 | 254.3911 | 3.2157 | 0
271 | 13.475 | 311.5153 |  | 271 | 962.2065 | 2490 | -7.3888 | 276.9596 | 10.6236 | -2.6389 | 254.2638 | 3.2348 | 0
272 | 13.4875 | 311.5153 |  | 272 | 962.2065 | 2505 | -7.3753 | 276.8444 | 10.6292 | -2.6333 | 254.1367 | 3.2539 | 0
273 | 13.5 | 311.5153 |  | 273 | 962.2065 | 2520 | -7.3618 | 276.7294 | 10.6347 | -2.6278 | 254.0099 | 3.2729 | 0
274 | 13.55 | 311.5153 |  | 274 | 962.2065 | 2535 | -7.3484 | 276.6147 | 10.6402 | -2.6098 | 253.8833 | 3.2918 | 0
275 | 13.6 | 311.5153 |  | 275 | 962.2065 | 2550 | -7.3347 | 276.5001 | 10.6454 | -2.6046 | 253.7577 | 3.3107 | 0
276 | 13.65 | 311.5153 |  | 276 | 962.2065 | 2565 | -7.321 | 276.3858 | 10.6506 | -2.5994 | 253.6323 | 3.3296 | 0
277 | 13.7 | 311.5153 |  | 277 | 962.2065 | 2580 | -7.3074 | 276.2717 | 10.6558 | -2.5942 | 253.5071 | 3.3484 | 0
278 | 13.75 | 311.5153 |  | 278 | 962.2065 | 2595 | -7.2938 | 276.1577 | 10.6609 | -2.5891 | 253.3822 | 3.3671 | 0
279 | 13.8 | 311.5153 |  | 279 | 962.2065 | 2610 | -7.2802 | 276.044 | 10.666 | -2.584 | 253.2575 | 3.3858 | 0
280 | 13.85 | 311.5153 |  | 280 | 962.2065 | 2625 | -7.2667 | 275.9305 | 10.6712 | -2.5788 | 253.1331 | 3.4044 | 0
281 | 13.9 | 311.5153 |  | 281 | 962.2065 | 2640 | -7.2532 | 275.8173 | 10.6762 | -2.5738 | 253.0089 | 3.423 | 0
282 | 13.95 | 311.5153 |  | 282 | 962.2065 | 2655 | -7.2398 | 275.7042 | 10.6813 | -2.5562 | 252.885 | 3.4415 | 0
283 | 14 | 311.5153 |  | 283 | 962.2065 | 2670 | -7.2261 | 275.5913 | 10.6861 | -2.5514 | 252.7619 | 3.46 | 0
284 | 14.05 | 311.5153 |  | 284 | 962.2065 | 2685 | -7.2125 | 275.4787 | 10.6909 | -2.5466 | 252.639 | 3.4784 | 0
285 | 14.1 | 311.5153 |  | 285 | 962.2065 | 2700 | -7.1989 | 275.3662 | 10.6957 | -2.5418 | 252.5164 | 3.4968 | 0
286 | 14.15 | 311.5153 |  | 286 | 962.2065 | 2715 | -7.1853 | 275.254 | 10.7004 | -2.5371 | 252.394 | 3.5151 | 0
287 | 14.2 | 311.5153 |  | 287 | 962.2065 | 2730 | -7.1718 | 275.142 | 10.7052 | -2.5323 | 252.2719 | 3.5334 | 0
288 | 14.25 | 311.5153 |  | 288 | 962.2065 | 2745 | -7.1583 | 275.0302 | 10.7099 | -2.5276 | 252.1499 | 3.5516 | 0
289 | 14.3 | 311.5153 |  | 289 | 962.2065 | 2760 | -7.1449 | 274.9186 | 10.7147 | -2.5228 | 252.0282 | 3.5698 | 0
290 | 14.35 | 311.5153 |  | 290 | 962.2065 | 2775 | -7.1315 | 274.8072 | 10.7194 | -2.5056 | 251.9067 | 3.5879 | 0
291 | 14.4 | 311.5153 |  | 291 | 962.2065 | 2790 | -7.1179 | 274.6961 | 10.7238 | -2.5012 | 251.7861 | 3.6059 | 0
292 | 14.45 | 311.5153 |  | 292 | 962.2065 | 2805 | -7.1043 | 274.5851 | 10.7282 | -2.4968 | 251.6657 | 3.6239 | 0
293 | 14.5 | 311.5153 |  | 293 | 962.2065 | 2820 | -7.0908 | 274.4743 | 10.7327 | -2.4923 | 251.5454 | 3.6419 | 0
294 | 14.5 | 311.5153 |  | 294 | 962.2065 | 2835 | -7.0773 | 274.3638 | 10.7371 | -2.4879 | 251.4254 | 3.6598 | 0
295 | 14.5 | 311.5153 |  | 295 | 962.2065 | 2850 | -7.0639 | 274.2535 | 10.7415 | -2.4835 | 251.3056 | 3.6776 | 0
296 | 14.5 | 311.5153 |  | 296 | 962.2065 | 2865 | -7.0506 | 274.1434 | 10.746 | -2.479 | 251.186 | 3.6954 | 0
297 | 14.5 | 311.5153 |  | 297 | 962.2065 | 2880 | -7.0372 | 274.0334 | 10.7504 | -2.4746 | 251.0667 | 3.7132 | 0
298 | 14.5 | 311.5153 |  | 298 | 962.2065 | 2895 | -7.024 | 273.9237 | 10.7548 | -2.4577 | 250.9475 | 3.7309 | 0
299 | 14.5 | 311.5153 |  | 299 | 962.2065 | 2910 | -7.0105 | 273.8142 | 10.759 | -2.4535 | 250.8292 | 3.7485 | 0
300 | 14.5 | 311.5153 |  | 300 | 962.2065 | 2925 | -6.997 | 273.705 | 10.7631 | -2.4494 | 250.711 | 3.7661 | 0
[6 empty] | 2940 | -6.9836 | 273.5959 | 10.7673 | -2.4452 | 250.5931 | 3.7836 | 0
[6 empty] | 2955 | -6.9703 | 273.487 | 10.7714 | -2.4411 | 250.4754 | 3.8011 | 0
[6 empty] | 2970 | -6.957 | 273.3783 | 10.7756 | -2.4369 | 250.3578 | 3.8186 | 0
[6 empty] | 2985 | -6.9438 | 273.2699 | 10.7797 | -2.4328 | 250.2405 | 3.836 | 0
[6 empty] | 3000 | -6.9306 | 273.1616 | 10.7839 | -2.4286 | 250.1233 | 3.8533 | 0
[6 empty] | 3015 | -6.9175 | 273.0536 | 10.7881 | -2.4244 | 250.0064 | 3.8706 | 0
[6 empty] | 3030 | -6.9044 | 272.9458 | 10.7922 | -2.4078 | 249.8896 | 3.8878 | 0
[6 empty] | 3045 | -6.8911 | 272.8381 | 10.7961 | -2.4039 | 249.7737 | 3.905 | 0
[6 empty] | 3060 | -6.8778 | 272.7307 | 10.8 | -2.4 | 249.658 | 3.9222 | 0
[6 empty] | 3075 | -6.8646 | 272.6235 | 10.8039 | -2.3961 | 249.5424 | 3.9393 | 0
[6 empty] | 3090 | -6.8515 | 272.5165 | 10.8078 | -2.3922 | 249.427 | 3.9563 | 0
[6 empty] | 3105 | -6.8384 | 272.4097 | 10.8118 | -2.3882 | 249.3118 | 3.9733 | 0
[6 empty] | 3120 | -6.8254 | 272.3031 | 10.8157 | -2.3843 | 249.1968 | 3.9903 | 0
[6 empty] | 3135 | -6.8124 | 272.1967 | 10.8196 | -2.3804 | 249.082 | 4.0072 | 0
[6 empty] | 3150 | -6.7995 | 272.0905 | 10.8236 | -2.3639 | 248.9674 | 4.024 | 0
[6 empty] | 3165 | -6.7864 | 271.9845 | 10.8272 | -2.3603 | 248.8536 | 4.0408 | 0
[6 empty] | 3180 | -6.7733 | 271.8787 | 10.8309 | -2.3566 | 248.7399 | 4.0576 | 0
[6 empty] | 3195 | -6.7603 | 271.7731 | 10.8346 | -2.3529 | 248.6264 | 4.0743 | 0
[6 empty] | 3210 | -6.7473 | 271.6677 | 10.8383 | -2.3492 | 248.5131 | 4.091 | 0
[6 empty] | 3225 | -6.7344 | 271.5625 | 10.842 | -2.3455 | 248.4 | 4.1076 | 0
[6 empty] | 3240 | -6.7216 | 271.4575 | 10.8457 | -2.3418 | 248.2871 | 4.1241 | 0
[6 empty] | 3255 | -6.7088 | 271.3527 | 10.8495 | -2.338 | 248.1743 | 4.1407 | 0
[6 empty] | 3270 | -6.6961 | 271.2481 | 10.8532 | -2.3343 | 248.0617 | 4.1571 | 0
[6 empty] | 3285 | -6.6834 | 271.1438 | 10.857 | -2.318 | 247.9493 | 4.1736 | 0
[6 empty] | 3300 | -6.6705 | 271.0396 | 10.8604 | -2.3146 | 247.8377 | 4.1899 | 0
[6 empty] | 3315 | -6.6577 | 270.9356 | 10.8639 | -2.3111 | 247.7263 | 4.2063 | 0
[6 empty] | 3330 | -6.6449 | 270.8318 | 10.8674 | -2.3076 | 247.615 | 4.2226 | 0
[6 empty] | 3345 | -6.6322 | 270.7282 | 10.871 | -2.304 | 247.5039 | 4.2388 | 0
[6 empty] | 3360 | -6.6195 | 270.6248 | 10.8745 | -2.3005 | 247.3929 | 4.255 | 0
[6 empty] | 3375 | -6.6069 | 270.5216 | 10.878 | -2.297 | 247.2822 | 4.2712 | 0
[6 empty] | 3390 | -6.5943 | 270.4186 | 10.8816 | -2.2934 | 247.1716 | 4.2873 | 0
Ambient | 295 | K |  |  |  | 3405 | -6.5819 | 270.3158 | 10.8852 | -2.2898 | 247.0611 | 4.3033 | 0
window | 280 | K |  |  |  | 3420 | -6.5694 | 270.2132 | 10.8888 | -2.2737 | 246.9509 | 4.3193 | 0
the radiation reduction | 18.84% |  |  |  |  | 3435 | -6.5568 | 270.1108 | 10.8921 | -2.2704 | 246.8414 | 4.3353 | 0
[6 empty] | 3450 | -6.5442 | 270.0086 | 10.8954 | -2.2671 | 246.7321 | 4.3512 | 0
[6 empty] | 3465 | -6.5316 | 269.9066 | 10.8987 | -2.2638 | 246.6229 | 4.3671 | 0
[6 empty] | 3480 | -6.5192 | 269.8048 | 10.9021 | -2.2604 | 246.5139 | 4.3829 | 0
[6 empty] | 3495 | -6.5068 | 269.7031 | 10.9055 | -2.257 | 246.4051 | 4.3987 | 0
[6 empty] | 3510 | -6.4944 | 269.6017 | 10.9089 | -2.2536 | 246.2964 | 4.4145 | 0
[6 empty] | 3525 | -6.4821 | 269.5004 | 10.9123 | -2.2502 | 246.1879 | 4.4302 | 0
[6 empty] | 3540 | -6.4699 | 269.3994 | 10.9157 | -2.2468 | 246.0795 | 4.4458 | 0
[6 empty] | 3555 | -6.4577 | 269.2985 | 10.9191 | -2.2309 | 245.9713 | 4.4614 | 0
[6 empty] | 3570 | -6.4453 | 269.1979 | 10.9223 | -2.2277 | 245.8639 | 4.477 | 0
[6 empty] | 3585 | -6.4329 | 269.0974 | 10.9255 | -2.2245 | 245.7566 | 4.4925 | 0
[6 empty] | 3600 | -6.4206 | 268.9971 | 10.9287 | -2.2213 | 245.6495 | 4.508 | 0
[6 empty] | 3615 | -6.4084 | 268.897 | 10.9319 | -2.2181 | 245.5426 | 4.5235 | 0
[6 empty] | 3630 | -6.3963 | 268.7971 | 10.9351 | -2.2149 | 245.4357 | 4.5389 | 0
[6 empty] | 3645 | -6.3841 | 268.6974 | 10.9384 | -2.2116 | 245.3291 | 4.5542 | 0
[6 empty] | 3660 | -6.3721 | 268.5979 | 10.9416 | -2.2084 | 245.2226 | 4.5695 | 0
[6 empty] | 3675 | -6.3601 | 268.4985 | 10.9449 | -2.2051 | 245.1163 | 4.5848 | 0
[6 empty] | 3690 | -6.3482 | 268.3994 | 10.9482 | -2.2018 | 245.0101 | 4.6 | 0
[6 empty] | 3705 | -6.3363 | 268.3004 | 10.9515 | -2.186 | 244.9041 | 4.6152 | 0
[6 empty] | 3720 | -6.3242 | 268.2017 | 10.9545 | -2.183 | 244.7988 | 4.6303 | 0
[6 empty] | 3735 | -6.3121 | 268.1031 | 10.9576 | -2.1799 | 244.6937 | 4.6454 | 0
[6 empty] | 3750 | -6.3002 | 268.0047 | 10.9607 | -2.1768 | 244.5887 | 4.6605 | 0
[6 empty] | 3765 | -6.2882 | 267.9064 | 10.9637 | -2.1738 | 244.4839 | 4.6755 | 0
[6 empty] | 3780 | -6.2764 | 267.8084 | 10.9669 | -2.1706 | 244.3792 | 4.6905 | 0
[6 empty] | 3795 | -6.2646 | 267.7106 | 10.97 | -2.1675 | 244.2747 | 4.7054 | 0
[6 empty] | 3810 | -6.2528 | 267.6129 | 10.9731 | -2.1644 | 244.1703 | 4.7203 | 0
[6 empty] | 3825 | -6.2411 | 267.5154 | 10.9763 | -2.1612 | 244.0661 | 4.7352 | 0
[6 empty] | 3840 | -6.2295 | 267.4181 | 10.9794 | -2.1456 | 243.9621 | 4.75 | 0
[6 empty] | 3855 | -6.2176 | 267.321 | 10.9823 | -2.1427 | 243.8587 | 4.7648 | 0
[6 empty] | 3870 | -6.2058 | 267.2241 | 10.9853 | -2.1397 | 243.7556 | 4.7795 | 0
[6 empty] | 3885 | -6.194 | 267.1274 | 10.9882 | -2.1368 | 243.6525 | 4.7942 | 0
[6 empty] | 3900 | -6.1824 | 267.0308 | 10.9912 | -2.1338 | 243.5497 | 4.8088 | 0
[6 empty] | 3915 | -6.1707 | 266.9344 | 10.9942 | -2.1308 | 243.4469 | 4.8234 | 0
[6 empty] | 3930 | -6.1592 | 266.8382 | 10.9972 | -2.1278 | 243.3443 | 4.838 | 0
[6 empty] | 3945 | -6.1476 | 266.7422 | 11.0002 | -2.1248 | 243.2418 | 4.8525 | 0
[6 empty] | 3960 | -6.1362 | 266.6464 | 11.0032 | -2.1218 | 243.1395 | 4.867 | 0
[6 empty] | 3975 | -6.1248 | 266.5507 | 11.0063 | -2.1187 | 243.0374 | 4.8815 | 0
[6 empty] | 3990 | -6.1134 | 266.4552 | 11.0093 | -2.1032 | 242.9353 | 4.8959 | 0
[6 empty] | 4005 | -6.1019 | 266.3599 | 11.0121 | -2.1004 | 242.8341 | 4.9102 | 0
[6 empty] | 4020 | -6.0903 | 266.2648 | 11.0149 | -2.0976 | 242.7329 | 4.9246 | 0
[6 empty] | 4035 | -6.0789 | 266.1699 | 11.0178 | -2.0947 | 242.6319 | 4.9389 | 0
[6 empty] | 4050 | -6.0675 | 266.0751 | 11.0206 | -2.0919 | 242.5311 | 4.9531 | 0
[6 empty] | 4065 | -6.0561 | 265.9805 | 11.0235 | -2.089 | 242.4303 | 4.9673 | 0
[6 empty] | 4080 | -6.0449 | 265.8861 | 11.0264 | -2.0861 | 242.3297 | 4.9815 | 0
[6 empty] | 4095 | -6.0336 | 265.7919 | 11.0293 | -2.0832 | 242.2293 | 4.9957 | 0
[6 empty] | 4110 | -6.0225 | 265.6978 | 11.0322 | -2.0803 | 242.129 | 5.0098 | 0
[6 empty] | 4125 | -6.0113 | 265.6039 | 11.0352 | -2.0773 | 242.0288 | 5.0238 | 0
[6 empty] | 4140 | -6.0003 | 265.5102 | 11.0381 | -2.0619 | 241.9288 | 5.0378 | 0
[6 empty] | 4155 | -5.989 | 265.4167 | 11.0408 | -2.0592 | 241.8295 | 5.0518 | 0
[6 empty] | 4170 | -5.9777 | 265.3233 | 11.0435 | -2.0565 | 241.7304 | 5.0658 | 0
[6 empty] | 4185 | -5.9666 | 265.2301 | 11.0462 | -2.0538 | 241.6313 | 5.0797 | 0
[6 empty] | 4200 | -5.9554 | 265.1371 | 11.049 | -2.051 | 241.5324 | 5.0936 | 0
[6 empty] | 4215 | -5.9444 | 265.0443 | 11.0518 | -2.0482 | 241.4337 | 5.1074 | 0
[6 empty] | 4230 | -5.9334 | 264.9516 | 11.0546 | -2.0454 | 241.3351 | 5.1212 | 0
[6 empty] | 4245 | -5.9224 | 264.8591 | 11.0574 | -2.0426 | 241.2366 | 5.135 | 0
[6 empty] | 4260 | -5.9115 | 264.7668 | 11.0602 | -2.0398 | 241.1382 | 5.1487 | 0
[6 empty] | 4275 | -5.9007 | 264.6746 | 11.063 | -2.037 | 241.04 | 5.1624 | 0
[6 empty] | 4290 | -5.8899 | 264.5826 | 11.0659 | -2.0216 | 240.9419 | 5.176 | 0
[6 empty] | 4305 | -5.8788 | 264.4908 | 11.0685 | -2.019 | 240.8446 | 5.1896 | 0
[6 empty] | 4320 | -5.8679 | 264.3992 | 11.0711 | -2.0164 | 240.7473 | 5.2032 | 0
[6 empty] | 4335 | -5.8569 | 264.3077 | 11.0737 | -2.0138 | 240.6502 | 5.2168 | 0
[6 empty] | 4350 | -5.8461 | 264.2164 | 11.0764 | -2.0111 | 240.5533 | 5.2303 | 0
[6 empty] | 4365 | -5.8353 | 264.1253 | 11.079 | -2.0085 | 240.4564 | 5.2437 | 0
[6 empty] | 4380 | -5.8245 | 264.0343 | 11.0817 | -2.0058 | 240.3597 | 5.2572 | 0
[6 empty] | 4395 | -5.8138 | 263.9435 | 11.0844 | -2.0031 | 240.2631 | 5.2706 | 0
[6 empty] | 4410 | -5.8032 | 263.8529 | 11.0871 | -2.0004 | 240.1667 | 5.2839 | 0
[6 empty] | 4425 | -5.7926 | 263.7624 | 11.0899 | -1.9976 | 240.0704 | 5.2973 | 0
[6 empty] | 4440 | -5.7821 | 263.6721 | 11.0926 | -1.9824 | 239.9742 | 5.3106 | 0
[6 empty] | 4455 | -5.7713 | 263.582 | 11.0951 | -1.9799 | 239.8787 | 5.3238 | 0
[6 empty] | 4470 | -5.7606 | 263.492 | 11.0976 | -1.9774 | 239.7834 | 5.337 | 0
[6 empty] | 4485 | -5.7499 | 263.4022 | 11.1002 | -1.9748 | 239.6882 | 5.3502 | 0
[6 empty] | 4500 | -5.7393 | 263.3125 | 11.1027 | -1.9723 | 239.5931 | 5.3634 | 0
[6 empty] | 4515 | -5.7288 | 263.2231 | 11.1053 | -1.9697 | 239.4981 | 5.3765 | 0
[6 empty] | 4530 | -5.7183 | 263.1338 | 11.1079 | -1.9671 | 239.4033 | 5.3896 | 0
[6 empty] | 4545 | -5.7079 | 263.0446 | 11.1105 | -1.9645 | 239.3086 | 5.4026 | 0
[6 empty] | 4560 | -5.6975 | 262.9556 | 11.1131 | -1.9619 | 239.214 | 5.4156 | 0
[6 empty] | 4575 | -5.6871 | 262.8668 | 11.1158 | -1.9592 | 239.1195 | 5.4286 | 0
[6 empty] | 4590 | -5.6769 | 262.7782 | 11.1184 | -1.9566 | 239.0252 | 5.4416 | 0
[6 empty] | 4605 | -5.6666 | 262.6897 | 11.1211 | -1.9414 | 238.9309 | 5.4545 | 0
[6 empty] | 4620 | -5.6561 | 262.6013 | 11.1235 | -1.939 | 238.8375 | 5.4674 | 0
[6 empty] | 4635 | -5.6457 | 262.5132 | 11.1259 | -1.9366 | 238.7441 | 5.4802 | 0
[6 empty] | 4650 | -5.6354 | 262.4251 | 11.1284 | -1.9341 | 238.6508 | 5.493 | 0
[6 empty] | 4665 | -5.6251 | 262.3373 | 11.1309 | -1.9316 | 238.5577 | 5.5058 | 0
[6 empty] | 4680 | -5.6148 | 262.2496 | 11.1334 | -1.9291 | 238.4647 | 5.5185 | 0
[6 empty] | 4695 | -5.6046 | 262.1621 | 11.1359 | -1.9266 | 238.3718 | 5.5313 | 0
[6 empty] | 4710 | -5.5945 | 262.0747 | 11.1384 | -1.9241 | 238.279 | 5.5439 | 0
[6 empty] | 4725 | -5.5844 | 261.9875 | 11.1409 | -1.9216 | 238.1864 | 5.5566 | 0
[6 empty] | 4740 | -5.5743 | 261.9004 | 11.1435 | -1.919 | 238.0939 | 5.5692 | 0
[6 empty] | 4755 | -5.5643 | 261.8135 | 11.1461 | -1.9164 | 238.0015 | 5.5818 | 0
[6 empty] | 4770 | -5.5543 | 261.7268 | 11.1487 | -1.9013 | 237.9092 | 5.5943 | 0
[6 empty] | 4785 | -5.5442 | 261.6402 | 11.151 | -1.899 | 237.8176 | 5.6068 | 0
[6 empty] | 4800 | -5.534 | 261.5538 | 11.1533 | -1.8967 | 237.7262 | 5.6193 | 0
[6 empty] | 4815 | -5.5239 | 261.4675 | 11.1557 | -1.8943 | 237.6349 | 5.6318 | 0
[6 empty] | 4830 | -5.5139 | 261.3814 | 11.1581 | -1.8919 | 237.5436 | 5.6442 | 0
[6 empty] | 4845 | -5.5039 | 261.2954 | 11.1605 | -1.8895 | 237.4525 | 5.6566 | 0
[6 empty] | 4860 | -5.494 | 261.2096 | 11.1629 | -1.8871 | 237.3616 | 5.6689 | 0
[6 empty] | 4875 | -5.4841 | 261.124 | 11.1654 | -1.8846 | 237.2707 | 5.6813 | 0
[6 empty] | 4890 | -5.4743 | 261.0385 | 11.1678 | -1.8822 | 237.18 | 5.6935 | 0
[6 empty] | 4905 | -5.4645 | 260.9532 | 11.1703 | -1.8797 | 237.0893 | 5.7058 | 0
[6 empty] | 4920 | -5.4548 | 260.868 | 11.1728 | -1.8647 | 236.9988 | 5.718 | 0
[6 empty] | 4935 | -5.4448 | 260.7829 | 11.175 | -1.8625 | 236.909 | 5.7302 | 0
[6 empty] | 4950 | -5.4349 | 260.6981 | 11.1773 | -1.8602 | 236.8193 | 5.7424 | 0
[6 empty] | 4965 | -5.425 | 260.6133 | 11.1795 | -1.858 | 236.7298 | 5.7545 | 0
[6 empty] | 4980 | -5.4152 | 260.5288 | 11.1818 | -1.8557 | 236.6403 | 5.7666 | 0
[6 empty] | 4995 | -5.4054 | 260.4443 | 11.1841 | -1.8534 | 236.551 | 5.7787 | 0
[6 empty] | 5010 | -5.3957 | 260.3601 | 11.1865 | -1.851 | 236.4617 | 5.7907 | 0
[6 empty] | 5025 | -5.3861 | 260.276 | 11.1888 | -1.8487 | 236.3726 | 5.8028 | 0
[6 empty] | 5040 | -5.3764 | 260.192 | 11.1912 | -1.8463 | 236.2836 | 5.8147 | 0
[6 empty] | 5055 | -5.3669 | 260.1082 | 11.1936 | -1.8439 | 236.1947 | 5.8267 | 0
[6 empty] | 5070 | -5.3574 | 260.0245 | 11.196 | -1.8415 | 236.1059 | 5.8386 | 0
[6 empty] | 5085 | -5.3479 | 259.941 | 11.1984 | -1.8391 | 236.0172 | 5.8505 | 0
[6 empty] | 5100 | -5.3385 | 259.8576 | 11.2008 | -1.8242 | 235.9286 | 5.8623 | 0
[6 empty] | 5115 | -5.3288 | 259.7744 | 11.203 | -1.822 | 235.8408 | 5.8742 | 0
[6 empty] | 5130 | -5.3192 | 259.6913 | 11.2051 | -1.8199 | 235.7531 | 5.886 | 0
[6 empty] | 5145 | -5.3096 | 259.6084 | 11.2073 | -1.8177 | 235.6654 | 5.8977 | 0
[6 empty] | 5160 | -5.3001 | 259.5256 | 11.2096 | -1.8154 | 235.5779 | 5.9095 | 0
[6 empty] | 5175 | -5.2906 | 259.443 | 11.2118 | -1.8132 | 235.4905 | 5.9212 | 0
[6 empty] | 5190 | -5.2812 | 259.3605 | 11.2141 | -1.8109 | 235.4032 | 5.9329 | 0
[6 empty] | 5205 | -5.2718 | 259.2782 | 11.2164 | -1.8086 | 235.316 | 5.9445 | 0
[6 empty] | 5220 | -5.2625 | 259.196 | 11.2187 | -1.8063 | 235.2289 | 5.9561 | 0
[6 empty] | 5235 | -5.2532 | 259.114 | 11.221 | -1.804 | 235.1419 | 5.9677 | 0
[6 empty] | 5250 | -5.244 | 259.0321 | 11.2233 | -1.8017 | 235.0551 | 5.9793 | 0
[6 empty] | 5265 | -5.2348 | 258.9503 | 11.2256 | -1.7869 | 234.9683 | 5.9908 | 0
[6 empty] | 5280 | -5.2254 | 258.8687 | 11.2277 | -1.7848 | 234.8823 | 6.0023 | 0
[6 empty] | 5295 | -5.216 | 258.7873 | 11.2298 | -1.7827 | 234.7963 | 6.0138 | 0
[6 empty] | 5310 | -5.2067 | 258.706 | 11.2319 | -1.7806 | 234.7105 | 6.0252 | 0
[6 empty] | 5325 | -5.1974 | 258.6248 | 11.2341 | -1.7784 | 234.6247 | 6.0367 | 0
[6 empty] | 5340 | -5.1882 | 258.5438 | 11.2362 | -1.7763 | 234.5391 | 6.0481 | 0
[6 empty] | 5355 | -5.179 | 258.4629 | 11.2384 | -1.7741 | 234.4536 | 6.0594 | 0
[6 empty] | 5370 | -5.1699 | 258.3822 | 11.2406 | -1.7719 | 234.3682 | 6.0707 | 0
[6 empty] | 5385 | -5.1608 | 258.3016 | 11.2428 | -1.7697 | 234.2828 | 6.082 | 0
[6 empty] | 5400 | -5.1517 | 258.2211 | 11.245 | -1.7675 | 234.1976 | 6.0933 | 0
[6 empty] | 5415 | -5.1427 | 258.1408 | 11.2473 | -1.7652 | 234.1125 | 6.1046 | 0
[6 empty] | 5430 | -5.1338 | 258.0606 | 11.2495 | -1.763 | 234.0275 | 6.1158 | 0
[6 empty] | 5445 | -5.1248 | 257.9806 | 11.2518 | -1.7482 | 233.9426 | 6.127 | 0
[6 empty] | 5460 | -5.1157 | 257.9007 | 11.2538 | -1.7462 | 233.8584 | 6.1381 | 0
[6 empty] | 5475 | -5.1066 | 257.821 | 11.2559 | -1.7441 | 233.7744 | 6.1493 | 0
[6 empty] | 5490 | -5.0975 | 257.7414 | 11.2579 | -1.7421 | 233.6904 | 6.1604 | 0
[6 empty] | 5505 | -5.0885 | 257.6619 | 11.26 | -1.74 | 233.6065 | 6.1715 | 0
[6 empty] | 5520 | -5.0795 | 257.5826 | 11.2621 | -1.7379 | 233.5227 | 6.1825 | 0
[6 empty] | 5535 | -5.0706 | 257.5034 | 11.2642 | -1.7358 | 233.439 | 6.1936 | 0
[6 empty] | 5550 | -5.0617 | 257.4243 | 11.2663 | -1.7337 | 233.3554 | 6.2046 | 0
[6 empty] | 5565 | -5.0529 | 257.3454 | 11.2684 | -1.7316 | 233.272 | 6.2155 | 0
[6 empty] | 5580 | -5.0441 | 257.2666 | 11.2706 | -1.7294 | 233.1886 | 6.2265 | 0
[6 empty] | 5595 | -5.0354 | 257.188 | 11.2728 | -1.7272 | 233.1053 | 6.2374 | 0
[6 empty] | 5610 | -5.0267 | 257.1095 | 11.2749 | -1.7251 | 233.0221 | 6.2483 | 0
[6 empty] | 5625 | -5.018 | 257.0312 | 11.2771 | -1.9451 | 232.9391 | 6.2591 | 0
[6 empty] | 5640 | -5.0144 | 256.9529 | 11.2844 | -1.9379 | 232.8454 | 6.27 | 0
[6 empty] | 5655 | -5.0107 | 256.8748 | 11.2915 | -1.9308 | 232.7521 | 6.2808 | 0
[6 empty] | 5670 | -5.0068 | 256.7966 | 11.2984 | -1.9238 | 232.6591 | 6.2916 | 0
[6 empty] | 5685 | -5.0028 | 256.7186 | 11.3052 | -1.917 | 232.5665 | 6.3024 | 0
[6 empty] | 5700 | -4.9988 | 256.6406 | 11.3119 | -1.9103 | 232.4742 | 6.3132 | 0
[6 empty] | 5715 | -4.9946 | 256.5627 | 11.3185 | -1.9037 | 232.3822 | 6.3239 | 0
[6 empty] | 5730 | -4.9903 | 256.4848 | 11.325 | -1.8972 | 232.2905 | 6.3347 | 0
[6 empty] | 5745 | -4.9859 | 256.407 | 11.3313 | -1.8909 | 232.1992 | 6.3454 | 0
[6 empty] | 5760 | -4.9815 | 256.3293 | 11.3376 | -1.8847 | 232.1081 | 6.3561 | 0
[6 empty] | 5775 | -4.9769 | 256.2516 | 11.3437 | -1.8785 | 232.0174 | 6.3668 | 0
[6 empty] | 5790 | -4.9722 | 256.1741 | 11.3497 | -2.0947 | 231.9269 | 6.3775 | 0
[6 empty] | 5805 | -4.9725 | 256.0965 | 11.3606 | -2.0838 | 231.8261 | 6.3881 | 0
[6 empty] | 5820 | -4.9725 | 256.019 | 11.3713 | -2.0731 | 231.7257 | 6.3988 | 0
[6 empty] | 5835 | -4.9723 | 255.9415 | 11.3818 | -2.0627 | 231.6259 | 6.4094 | 0
[6 empty] | 5850 | -4.9719 | 255.864 | 11.392 | -2.0525 | 231.5266 | 6.4201 | 0
[6 empty] | 5865 | -4.9713 | 255.7865 | 11.402 | -2.0425 | 231.4278 | 6.4307 | 0
[6 empty] | 5880 | -4.9704 | 255.709 | 11.4117 | -2.0327 | 231.3294 | 6.4413 | 0
[6 empty] | 5895 | -4.9694 | 255.6315 | 11.4213 | -2.0232 | 231.2315 | 6.4519 | 0
[6 empty] | 5910 | -4.9681 | 255.554 | 11.4306 | -2.0138 | 231.1341 | 6.4625 | 0
[6 empty] | 5925 | -4.9666 | 255.4766 | 11.4397 | -2.0047 | 231.0371 | 6.4731 | 0
[6 empty] | 5940 | -4.965 | 255.3992 | 11.4487 | -2.218 | 230.9406 | 6.4837 | 0
[6 empty] | 5955 | -4.9682 | 255.3218 | 11.4624 | -2.2042 | 230.8338 | 6.4942 | 0
[6 empty] | 5970 | -4.9711 | 255.2443 | 11.4759 | -2.1908 | 230.7277 | 6.5048 | 0
[6 empty] | 5985 | -4.9736 | 255.1668 | 11.489 | -2.1777 | 230.6222 | 6.5154 | 0
[6 empty] | 6000 | -4.9758 | 255.0893 | 11.5018 | -2.1649 | 230.5173 | 6.5259 | 0
[6 empty] | 6015 | -4.9778 | 255.0117 | 11.5143 | -2.1524 | 230.4131 | 6.5365 | 0
[6 empty] | 6030 | -4.9794 | 254.9341 | 11.5264 | -2.1402 | 230.3094 | 6.5471 | 0
[6 empty] | 6045 | -4.9807 | 254.8565 | 11.5383 | -2.1283 | 230.2064 | 6.5576 | 0
[6 empty] | 6060 | -4.9818 | 254.7788 | 11.55 | -2.1167 | 230.1039 | 6.5682 | 0
[6 empty] | 6075 | -4.9826 | 254.7012 | 11.5613 | -2.1053 | 230.002 | 6.5787 | 0
[6 empty] | 6090 | -4.9832 | 254.6235 | 11.5724 | -2.3165 | 229.9006 | 6.5892 | 0
[6 empty] | 6105 | -4.9885 | 254.5458 | 11.5883 | -2.3006 | 229.7891 | 6.5998 | 0
[6 empty] | 6120 | -4.9934 | 254.4681 | 11.6037 | -2.2852 | 229.6783 | 6.6103 | 0
[6 empty] | 6135 | -4.998 | 254.3902 | 11.6188 | -2.2701 | 229.5682 | 6.6208 | 0
[6 empty] | 6150 | -5.0021 | 254.3123 | 11.6335 | -2.2554 | 229.4589 | 6.6314 | 0
[6 empty] | 6165 | -5.0059 | 254.2343 | 11.6478 | -2.2411 | 229.3503 | 6.6419 | 0
[6 empty] | 6180 | -5.0093 | 254.1563 | 11.6618 | -2.2271 | 229.2424 | 6.6525 | 0
[6 empty] | 6195 | -5.0124 | 254.0782 | 11.6754 | -2.2134 | 229.1352 | 6.663 | 0
[6 empty] | 6210 | -5.0152 | 254 | 11.6888 | -2.2001 | 229.0286 | 6.6735 | 0
[6 empty] | 6225 | -5.0177 | 253.9219 | 11.7018 | -2.4094 | 228.9227 | 6.6841 | 0
[6 empty] | 6240 | -5.0248 | 253.8436 | 11.7194 | -2.3917 | 228.8066 | 6.6946 | 0
[6 empty] | 6255 | -5.0315 | 253.7653 | 11.7367 | -2.3744 | 228.6915 | 6.7052 | 0
[6 empty] | 6270 | -5.0378 | 253.6869 | 11.7535 | -2.3576 | 228.5772 | 6.7157 | 0
[6 empty] | 6285 | -5.0436 | 253.6083 | 11.7699 | -2.3412 | 228.4636 | 6.7263 | 0
[6 empty] | 6300 | -5.049 | 253.5297 | 11.7858 | -2.3253 | 228.3509 | 6.7368 | 0
[6 empty] | 6315 | -5.054 | 253.451 | 11.8014 | -2.3097 | 228.2389 | 6.7474 | 0
[6 empty] | 6330 | -5.0586 | 253.3722 | 11.8166 | -2.2945 | 228.1277 | 6.758 | 0
[6 empty] | 6345 | -5.0629 | 253.2934 | 11.8314 | -2.2797 | 228.0172 | 6.7685 | 0
[6 empty] | 6360 | -5.0667 | 253.2144 | 11.8458 | -2.4875 | 227.9075 | 6.7791 | 0
[6 empty] | 6375 | -5.0752 | 253.1354 | 11.8649 | -2.4684 | 227.7877 | 6.7897 | 0
[6 empty] | 6390 | -5.0833 | 253.0563 | 11.8835 | -2.4498 | 227.6688 | 6.8002 | 0
[6 empty] | 6405 | -5.0908 | 252.9771 | 11.9016 | -2.4317 | 227.5509 | 6.8108 | 0
[6 empty] | 6420 | -5.0979 | 252.8977 | 11.9193 | -2.414 | 227.4338 | 6.8214 | 0
[6 empty] | 6435 | -5.1045 | 252.8182 | 11.9365 | -2.3968 | 227.3175 | 6.832 | 0
[6 empty] | 6450 | -5.1106 | 252.7387 | 11.9533 | -2.38 | 227.2021 | 6.8427 | 0
[6 empty] | 6465 | -5.1164 | 252.659 | 11.9696 | -2.3637 | 227.0875 | 6.8533 | 0
[6 empty] | 6480 | -5.1217 | 252.5792 | 11.9856 | -2.57 | 226.9737 | 6.8639 | 0
[6 empty] | 6495 | -5.1316 | 252.4994 | 12.0061 | -2.5494 | 226.8499 | 6.8745 | 0
[6 empty] | 6510 | -5.141 | 252.4194 | 12.0261 | -2.5294 | 226.7272 | 6.8852 | 0
[6 empty] | 6525 | -5.1498 | 252.3393 | 12.0456 | -2.5099 | 226.6054 | 6.8958 | 0
[6 empty] | 6540 | -5.1582 | 252.259 | 12.0646 | -2.4909 | 226.4845 | 6.9065 | 0
[6 empty] | 6555 | -5.166 | 252.1786 | 12.0831 | -2.4724 | 226.3646 | 6.9171 | 0
[6 empty] | 6570 | -5.1734 | 252.098 | 12.1012 | -2.4544 | 226.2455 | 6.9278 | 0
[6 empty] | 6585 | -5.1802 | 252.0174 | 12.1187 | -2.4368 | 226.1274 | 6.9385 | 0
[6 empty] | 6600 | -5.1867 | 251.9366 | 12.1359 | -2.4197 | 226.01 | 6.9492 | 0
[6 empty] | 6615 | -5.1927 | 251.8558 | 12.1526 | -2.6252 | 225.8935 | 6.9599 | 0
[6 empty] | 6630 | -5.2033 | 251.7748 | 12.1738 | -2.6039 | 225.7671 | 6.9706 | 0
[6 empty] | 6645 | -5.2133 | 251.6937 | 12.1946 | -2.5832 | 225.6417 | 6.9813 | 0
[6 empty] | 6660 | -5.2227 | 251.6124 | 12.2147 | -2.563 | 225.5173 | 6.992 | 0
[6 empty] | 6675 | -5.2316 | 251.531 | 12.2344 | -2.5434 | 225.3939 | 7.0028 | 0
[6 empty] | 6690 | -5.24 | 251.4495 | 12.2535 | -2.5242 | 225.2714 | 7.0135 | 0
[6 empty] | 6705 | -5.2479 | 251.3678 | 12.2722 | -2.5056 | 225.1499 | 7.0243 | 0
[6 empty] | 6720 | -5.2553 | 251.286 | 12.2904 | -2.4874 | 225.0292 | 7.035 | 0
[6 empty] | 6735 | -5.2623 | 251.204 | 12.3081 | -2.6919 | 224.9095 | 7.0458 | 0
[6 empty] | 6750 | -5.2738 | 251.122 | 12.3304 | -2.6696 | 224.7799 | 7.0566 | 0
[6 empty] | 6765 | -5.2847 | 251.0398 | 12.3521 | -2.6479 | 224.6513 | 7.0674 | 0
[6 empty] | 6780 | -5.295 | 250.9574 | 12.3732 | -2.6268 | 224.5238 | 7.0782 | 0
[6 empty] | 6795 | -5.3047 | 250.8749 | 12.3937 | -2.6063 | 224.3973 | 7.089 | 0
[6 empty] | 6810 | -5.3139 | 250.7922 | 12.4138 | -2.5862 | 224.2718 | 7.0998 | 0
[6 empty] | 6825 | -5.3226 | 250.7093 | 12.4333 | -2.5667 | 224.1473 | 7.1107 | 0
[6 empty] | 6840 | -5.3308 | 250.6263 | 12.4523 | -2.5477 | 224.0237 | 7.1215 | 0
[6 empty] | 6855 | -5.3384 | 250.5432 | 12.4708 | -2.6905 | 223.901 | 7.1324 | 0
[6 empty] | 6870 | -5.3492 | 250.46 | 12.4925 | -2.6688 | 223.7715 | 7.1433 | 0
[6 empty] | 6885 | -5.3595 | 250.3766 | 12.5136 | -2.6477 | 223.643 | 7.1542 | 0
[6 empty] | 6900 | -5.3691 | 250.2931 | 12.5342 | -2.6271 | 223.5155 | 7.1651 | 0
[6 empty] | 6915 | -5.3783 | 250.2094 | 12.5542 | -2.6071 | 223.389 | 7.176 | 0
[6 empty] | 6930 | -5.3869 | 250.1255 | 12.5737 | -2.5875 | 223.2634 | 7.1869 | 0
[6 empty] | 6945 | -5.3949 | 250.0416 | 12.5928 | -2.5685 | 223.1388 | 7.1978 | 0
[6 empty] | 6960 | -5.4025 | 249.9575 | 12.6113 | -2.55 | 223.0152 | 7.2087 | 0
[6 empty] | 6975 | -5.4097 | 249.8732 | 12.6293 | -2.6932 | 222.8924 | 7.2197 | 0
[6 empty] | 6990 | -5.4199 | 249.7889 | 12.6506 | -2.672 | 222.7627 | 7.2306 | 0
[6 empty] | 7005 | -5.4296 | 249.7044 | 12.6712 | -2.6513 | 222.634 | 7.2416 | 0
[6 empty] | 7020 | -5.4388 | 249.6198 | 12.6914 | -2.6312 | 222.5064 | 7.2526 | 0
[6 empty] | 7035 | -5.4474 | 249.535 | 12.711 | -2.6116 | 222.3797 | 7.2635 | 0
[6 empty] | 7050 | -5.4556 | 249.4501 | 12.7301 | -2.5925 | 222.2539 | 7.2745 | 0
[6 empty] | 7065 | -5.4632 | 249.365 | 12.7487 | -2.5738 | 222.1291 | 7.2855 | 0
[6 empty] | 7080 | -5.4703 | 249.2799 | 12.7669 | -2.5557 | 222.0052 | 7.2965 | 0
[6 empty] | 7095 | -5.477 | 249.1946 | 12.7846 | -2.6993 | 221.8821 | 7.3076 | 0
[6 empty] | 7110 | -5.4869 | 249.1092 | 12.8054 | -2.6784 | 221.7521 | 7.3186 | 0
[6 empty] | 7125 | -5.4962 | 249.0237 | 12.8258 | -2.6581 | 221.6231 | 7.3296 | 0
[6 empty] | 7140 | -5.5049 | 248.938 | 12.8456 | -2.6383 | 221.4952 | 7.3406 | 0
[6 empty] | 7155 | -5.5132 | 248.8522 | 12.8649 | -2.619 | 221.3681 | 7.3517 | 0
[6 empty] | 7170 | -5.5209 | 248.7662 | 12.8837 | -2.6002 | 221.242 | 7.3627 | 0
[6 empty] | 7185 | -5.5282 | 248.6801 | 12.902 | -2.5819 | 221.1168 | 7.3738 | 0
[6 empty] | 7200 | -5.535 | 248.594 | 12.9198 | -2.7253 | 220.9925 | 7.3849 | 0
[6 empty] | 7215 | -5.545 | 248.5077 | 12.9409 | -2.7043 | 220.8613 | 7.3959 | 0
[6 empty] | 7230 | -5.5544 | 248.4212 | 12.9614 | -2.6838 | 220.731 | 7.407 | 0
[6 empty] | 7245 | -5.5632 | 248.3346 | 12.9813 | -2.6638 | 220.6018 | 7.4181 | 0
[6 empty] | 7260 | -5.5716 | 248.2479 | 13.0008 | -2.6444 | 220.4735 | 7.4292 | 0
[6 empty] | 7275 | -5.5794 | 248.1611 | 13.0197 | -2.6254 | 220.3462 | 7.4403 | 0
[6 empty] | 7290 | -5.5868 | 248.0741 | 13.0382 | -2.607 | 220.2198 | 7.4514 | 0
[6 empty] | 7305 | -5.5936 | 247.987 | 13.0562 | -2.589 | 220.0943 | 7.4626 | 0
[6 empty] | 7320 | -5.6 | 247.8998 | 13.0737 | -2.7327 | 219.9696 | 7.4737 | 0
[6 empty] | 7335 | -5.6096 | 247.8125 | 13.0944 | -2.712 | 219.838 | 7.4848 | 0
[6 empty] | 7350 | -5.6187 | 247.725 | 13.1146 | -2.6918 | 219.7074 | 7.496 | 0
[6 empty] | 7365 | -5.6272 | 247.6375 | 13.1343 | -2.6721 | 219.5778 | 7.5071 | 0
[6 empty] | 7380 | -5.6352 | 247.5497 | 13.1535 | -2.653 | 219.4491 | 7.5183 | 0
[6 empty] | 7395 | -5.6427 | 247.4619 | 13.1721 | -2.6343 | 219.3214 | 7.5294 | 0
[6 empty] | 7410 | -5.6498 | 247.3739 | 13.1903 | -2.6161 | 219.1945 | 7.5406 | 0
[6 empty] | 7425 | -5.6563 | 247.2858 | 13.2081 | -2.5984 | 219.0686 | 7.5518 | 0
[6 empty] | 7440 | -5.6624 | 247.1977 | 13.2254 | -2.7424 | 218.9435 | 7.5629 | 0
[6 empty] | 7455 | -5.6717 | 247.1094 | 13.2459 | -2.7219 | 218.8114 | 7.5741 | 0
[6 empty] | 7470 | -5.6805 | 247.021 | 13.2658 | -2.7019 | 218.6803 | 7.5853 | 0
[6 empty] | 7485 | -5.6888 | 246.9324 | 13.2853 | -2.6825 | 218.5502 | 7.5965 | 0
[6 empty] | 7500 | -5.6965 | 246.8437 | 13.3042 | -2.6635 | 218.4211 | 7.6077 | 0
[6 empty] | 7515 | -5.7038 | 246.7549 | 13.3227 | -2.6451 | 218.2928 | 7.6189 | 0
[6 empty] | 7530 | -5.7105 | 246.666 | 13.3407 | -2.6271 | 218.1655 | 7.6302 | 0
[6 empty] | 7545 | -5.7168 | 246.577 | 13.3582 | -2.6095 | 218.039 | 7.6414 | 0
[6 empty] | 7560 | -5.7227 | 246.4879 | 13.3753 | -2.7537 | 217.9133 | 7.6526 | 0
[6 empty] | 7575 | -5.7318 | 246.3987 | 13.3956 | -2.7334 | 217.7807 | 7.6638 | 0
[6 empty] | 7590 | -5.7403 | 246.3093 | 13.4154 | -2.7136 | 217.6491 | 7.6751 | 0
[6 empty] | 7605 | -5.7484 | 246.2198 | 13.4347 | -2.6943 | 217.5184 | 7.6863 | 0
[6 empty] | 7620 | -5.7559 | 246.1302 | 13.4535 | -2.6756 | 217.3887 | 7.6976 | 0
[6 empty] | 7635 | -5.763 | 246.0405 | 13.4718 | -2.6573 | 217.2599 | 7.7088 | 0
[6 empty] | 7650 | -5.7695 | 245.9506 | 13.4896 | -2.6394 | 217.1319 | 7.7201 | 0
[6 empty] | 7665 | -5.7757 | 245.8607 | 13.507 | -2.622 | 217.0048 | 7.7313 | 0
[6 empty] | 7680 | -5.7813 | 245.7707 | 13.524 | -2.7664 | 216.8786 | 7.7426 | 0
[6 empty] | 7695 | -5.7902 | 245.6805 | 13.5441 | -2.7462 | 216.7454 | 7.7539 | 0
[6 empty] | 7710 | -5.7986 | 245.5903 | 13.5638 | -2.7266 | 216.6131 | 7.7652 | 0
[6 empty] | 7725 | -5.8065 | 245.4999 | 13.5829 | -2.7074 | 216.4818 | 7.7764 | 0
[6 empty] | 7740 | -5.8138 | 245.4094 | 13.6016 | -2.6888 | 216.3515 | 7.7877 | 0
[6 empty] | 7755 | -5.8207 | 245.3187 | 13.6197 | -2.6706 | 216.222 | 7.799 | 0
[6 empty] | 7770 | -5.8271 | 245.228 | 13.6375 | -2.6529 | 216.0934 | 7.8103 | 0
[6 empty] | 7785 | -5.8331 | 245.1371 | 13.6547 | -2.7969 | 215.9657 | 7.8216 | 0
[6 empty] | 7800 | -5.8423 | 245.0462 | 13.6752 | -2.7764 | 215.831 | 7.8329 | 0
[6 empty] | 7815 | -5.8509 | 244.9551 | 13.6952 | -2.7565 | 215.6973 | 7.8442 | 0
[6 empty] | 7830 | -5.859 | 244.8639 | 13.7146 | -2.737 | 215.5646 | 7.8556 | 0
[6 empty] | 7845 | -5.8666 | 244.7726 | 13.7335 | -2.7181 | 215.4328 | 7.8669 | 0
[6 empty] | 7860 | -5.8738 | 244.6811 | 13.752 | -2.6996 | 215.3019 | 7.8782 | 0
[6 empty] | 7875 | -5.8804 | 244.5896 | 13.77 | -2.6816 | 215.1719 | 7.8896 | 0
[6 empty] | 7890 | -5.8866 | 244.4979 | 13.7875 | -2.6641 | 215.0428 | 7.9009 | 0
[6 empty] | 7905 | -5.8924 | 244.4061 | 13.8046 | -2.8083 | 214.9145 | 7.9122 | 0
[6 empty] | 7920 | -5.9013 | 244.3143 | 13.8249 | -2.788 | 214.7793 | 7.9236 | 0
[6 empty] | 7935 | -5.9097 | 244.2223 | 13.8447 | -2.7682 | 214.645 | 7.9349 | 0
[6 empty] | 7950 | -5.9177 | 244.1301 | 13.8639 | -2.749 | 214.5117 | 7.9463 | 0
[6 empty] | 7965 | -5.9251 | 244.0379 | 13.8827 | -2.7302 | 214.3794 | 7.9576 | 0
[6 empty] | 7980 | -5.932 | 243.9455 | 13.901 | -2.7119 | 214.2479 | 7.969 | 0
[6 empty] | 7995 | -5.9385 | 243.853 | 13.9189 | -2.6941 | 214.1173 | 7.9804 | 0
[6 empty] | 8010 | -5.9445 | 243.7605 | 13.9362 | -2.838 | 213.9876 | 7.9918 | 0
[6 empty] | 8025 | -5.9537 | 243.6678 | 13.9568 | -2.8174 | 213.8509 | 8.0031 | 0
[6 empty] | 8040 | -5.9624 | 243.575 | 13.9769 | -2.7973 | 213.7153 | 8.0145 | 0
[6 empty] | 8055 | -5.9705 | 243.482 | 13.9964 | -2.7778 | 213.5806 | 8.0259 | 0
[6 empty] | 8070 | -5.9782 | 243.389 | 14.0155 | -2.7587 | 213.4468 | 8.0373 | 0
[6 empty] | 8085 | -5.9853 | 243.2958 | 14.034 | -2.7402 | 213.314 | 8.0487 | 0
[6 empty] | 8100 | -5.992 | 243.2025 | 14.0521 | -2.7221 | 213.1821 | 8.0601 | 0
[6 empty] | 8115 | -5.9982 | 243.1091 | 14.0697 | -2.7045 | 213.051 | 8.0715 | 0
[6 empty] | 8130 | -6.004 | 243.0155 | 14.0869 | -2.8486 | 212.9208 | 8.0829 | 0
[6 empty] | 8145 | -6.013 | 242.9219 | 14.1073 | -2.8282 | 212.7836 | 8.0943 | 0
[6 empty] | 8160 | -6.0214 | 242.8282 | 14.1272 | -2.8083 | 212.6474 | 8.1057 | 0
[6 empty] | 8175 | -6.0294 | 242.7343 | 14.1465 | -2.7889 | 212.5122 | 8.1172 | 0
[6 empty] | 8190 | -6.0368 | 242.6403 | 14.1654 | -2.7701 | 212.3779 | 8.1286 | 0
[6 empty] | 8205 | -6.0438 | 242.5462 | 14.1838 | -2.7517 | 212.2445 | 8.14 | 0
[6 empty] | 8220 | -6.0502 | 242.452 | 14.2017 | -2.7338 | 212.112 | 8.1515 | 0
[6 empty] | 8235 | -6.0563 | 242.3577 | 14.2192 | -2.8776 | 211.9804 | 8.1629 | 0
[6 empty] | 8250 | -6.0655 | 242.2633 | 14.2398 | -2.8569 | 211.8418 | 8.1743 | 0
[6 empty] | 8265 | -6.0742 | 242.1687 | 14.26 | -2.8368 | 211.7042 | 8.1858 | 0
[6 empty] | 8280 | -6.0823 | 242.074 | 14.2796 | -2.8172 | 211.5677 | 8.1972 | 0
[6 empty] | 8295 | -6.09 | 241.9792 | 14.2987 | -2.7981 | 211.432 | 8.2087 | 0
[6 empty] | 8310 | -6.0972 | 241.8843 | 14.3173 | -2.7794 | 211.2973 | 8.2202 | 0
[6 empty] | 8325 | -6.1039 | 241.7892 | 14.3355 | -2.7613 | 211.1634 | 8.2316 | 0
[6 empty] | 8340 | -6.1101 | 241.6941 | 14.3532 | -2.7436 | 211.0305 | 8.2431 | 0
[6 empty] | 8355 | -6.1159 | 241.5988 | 14.3704 | -2.8876 | 210.8984 | 8.2546 | 0
[6 empty] | 8370 | -6.1248 | 241.5035 | 14.3909 | -2.8672 | 210.7593 | 8.266 | 0
[6 empty] | 8385 | -6.1333 | 241.408 | 14.4108 | -2.8472 | 210.6213 | 8.2775 | 0
[6 empty] | 8400 | -6.1412 | 241.3124 | 14.4302 | -2.8278 | 210.4842 | 8.289 | 0
[6 empty] | 8415 | -6.1487 | 241.2167 | 14.4492 | -2.8089 | 210.348 | 8.3005 | 0
[6 empty] | 8430 | -6.1556 | 241.1208 | 14.4676 | -2.7905 | 210.2127 | 8.312 | 0
[6 empty] | 8445 | -6.1621 | 241.0248 | 14.4856 | -2.7725 | 210.0784 | 8.3235 | 0
[6 empty] | 8460 | -6.1681 | 240.9288 | 14.5031 | -2.9162 | 209.9449 | 8.335 | 0
[6 empty] | 8475 | -6.1773 | 240.8326 | 14.5238 | -2.8955 | 209.8045 | 8.3465 | 0
[6 empty] | 8490 | -6.186 | 240.7363 | 14.544 | -2.8753 | 209.665 | 8.358 | 0
[6 empty] | 8505 | -6.1942 | 240.6399 | 14.5637 | -2.8557 | 209.5266 | 8.3695 | 0
[6 empty] | 8520 | -6.2018 | 240.5433 | 14.5828 | -2.8365 | 209.3891 | 8.381 | 0
[6 empty] | 8535 | -6.209 | 240.4467 | 14.6015 | -2.8178 | 209.2525 | 8.3925 | 0
[6 empty] | 8550 | -6.2157 | 240.3499 | 14.6197 | -2.7996 | 209.1168 | 8.4041 | 0
[6 empty] | 8565 | -6.2219 | 240.253 | 14.6375 | -2.9432 | 208.982 | 8.4156 | 0
[6 empty] | 8580 | -6.2313 | 240.156 | 14.6584 | -2.9222 | 208.8403 | 8.4271 | 0
[6 empty] | 8595 | -6.2402 | 240.0588 | 14.6788 | -2.9018 | 208.6996 | 8.4386 | 0
[6 empty] | 8610 | -6.2485 | 239.9615 | 14.6987 | -2.882 | 208.5598 | 8.4502 | 0
[6 empty] | 8625 | -6.2563 | 239.8641 | 14.718 | -2.8626 | 208.4211 | 8.4617 | 0
[6 empty] | 8640 | -6.2636 | 239.7666 | 14.7369 | -2.8437 | 208.2832 | 8.4733 | 0
[6 empty] | 8655 | -6.2705 | 239.669 | 14.7553 | -2.8254 | 208.1463 | 8.4848 | 0
[6 empty] | 8670 | -6.2768 | 239.5712 | 14.7732 | -2.8074 | 208.0103 | 8.4964 | 0
[6 empty] | 8685 | -6.2827 | 239.4734 | 14.7907 | -2.9512 | 207.8751 | 8.5079 | 0
[6 empty] | 8700 | -6.2919 | 239.3754 | 14.8114 | -2.9306 | 207.733 | 8.5195 | 0
[6 empty] | 8715 | -6.3004 | 239.2773 | 14.8315 | -2.9104 | 207.5918 | 8.5311 | 0
[6 empty] | 8730 | -6.3085 | 239.1791 | 14.8511 | -2.8908 | 207.4517 | 8.5426 | 0
[6 empty] | 8745 | -6.316 | 239.0808 | 14.8703 | -2.8717 | 207.3125 | 8.5542 | 0
[6 empty] | 8760 | -6.3231 | 238.9823 | 14.8889 | -2.853 | 207.1742 | 8.5658 | 0
[6 empty] | 8775 | -6.3297 | 238.8837 | 14.9071 | -2.8349 | 207.0369 | 8.5774 | 0
[6 empty] | 8790 | -6.3358 | 238.7851 | 14.9248 | -2.9785 | 206.9003 | 8.5889 | 0
[6 empty] | 8805 | -6.3451 | 238.6863 | 14.9457 | -2.9576 | 206.7569 | 8.6005 | 0
[6 empty] | 8820 | -6.3539 | 238.5874 | 14.966 | -2.9372 | 206.6145 | 8.6121 | 0
[6 empty] | 8835 | -6.3622 | 238.4883 | 14.9859 | -2.9174 | 206.4731 | 8.6237 | 0
[6 empty] | 8850 | -6.3699 | 238.3891 | 15.0052 | -2.898 | 206.3326 | 8.6353 | 0
[6 empty] | 8865 | -6.3771 | 238.2898 | 15.024 | -2.8792 | 206.1931 | 8.6469 | 0
[6 empty] | 8880 | -6.3839 | 238.1904 | 15.0424 | -2.8608 | 206.0544 | 8.6585 | 0
[6 empty] | 8895 | -6.3902 | 238.0909 | 15.0603 | -3.0042 | 205.9167 | 8.6701 | 0
[6 empty] | 8910 | -6.3997 | 237.9913 | 15.0814 | -2.9832 | 205.772 | 8.6817 | 0
[6 empty] | 8925 | -6.4086 | 237.8915 | 15.1019 | -2.9626 | 205.6284 | 8.6933 | 0
[6 empty] | 8940 | -6.417 | 237.7916 | 15.1219 | -2.9426 | 205.4857 | 8.7049 | 0
[6 empty] | 8955 | -6.4249 | 237.6916 | 15.1414 | -2.9231 | 205.344 | 8.7166 | 0
[6 empty] | 8970 | -6.4322 | 237.5914 | 15.1604 | -2.9041 | 205.2033 | 8.7282 | 0
[6 empty] | 8985 | -6.4391 | 237.4912 | 15.1789 | -2.8856 | 205.0634 | 8.7398 | 0
[6 empty] | 9000 | -6.4456 | 237.3908 | 15.197 | -3.0288 | 204.9245 | 8.7514 | 0
[6 empty] | 9015 | -6.4552 | 237.2903 | 15.2182 | -3.0076 | 204.7786 | 8.7631 | 0
[6 empty] | 9030 | -6.4642 | 237.1897 | 15.2389 | -2.9869 | 204.6338 | 8.7747 | 0
[6 empty] | 9045 | -6.4727 | 237.0889 | 15.2591 | -2.9668 | 204.49 | 8.7863 | 0
[6 empty] | 9060 | -6.4807 | 236.988 | 15.2787 | -2.9471 | 204.3471 | 8.798 | 0
[6 empty] | 9075 | -6.4882 | 236.887 | 15.2978 | -2.928 | 204.2052 | 8.8096 | 0
[6 empty] | 9090 | -6.4952 | 236.7858 | 15.3165 | -2.9093 | 204.0642 | 8.8213 | 0
[6 empty] | 9105 | -6.5017 | 236.6846 | 15.3347 | -3.0524 | 203.9242 | 8.8329 | 0
[6 empty] | 9120 | -6.5114 | 236.5832 | 15.356 | -3.0311 | 203.7772 | 8.8446 | 0
[6 empty] | 9135 | -6.5206 | 236.4817 | 15.3768 | -3.0103 | 203.6312 | 8.8563 | 0
[6 empty] | 9150 | -6.5292 | 236.38 | 15.3971 | -2.99 | 203.4863 | 8.8679 | 0
[6 empty] | 9165 | -6.5372 | 236.2783 | 15.4168 | -2.9703 | 203.3423 | 8.8796 | 0
[6 empty] | 9180 | -6.5448 | 236.1764 | 15.4361 | -2.951 | 203.1993 | 8.8913 | 0
[6 empty] | 9195 | -6.5519 | 236.0743 | 15.4548 | -2.9323 | 203.0572 | 8.903 | 0
[6 empty] | 9210 | -6.5585 | 235.9722 | 15.4731 | -3.0753 | 202.916 | 8.9146 | 0
[6 empty] | 9225 | -6.5683 | 235.8699 | 15.4946 | -3.0538 | 202.7679 | 8.9263 | 0
[6 empty] | 9240 | -6.5775 | 235.7675 | 15.5155 | -3.0329 | 202.6209 | 8.938 | 0
[6 empty] | 9255 | -6.5861 | 235.665 | 15.5358 | -3.0126 | 202.4748 | 8.9497 | 0
[6 empty] | 9270 | -6.5943 | 235.5623 | 15.5557 | -2.9927 | 202.3298 | 8.9614 | 0
[6 empty] | 9285 | -6.6019 | 235.4595 | 15.575 | -2.9734 | 202.1857 | 8.9731 | 0
[6 empty] | 9300 | -6.6091 | 235.3566 | 15.5939 | -2.9545 | 202.0425 | 8.9848 | 0
[6 empty] | 9315 | -6.6157 | 235.2536 | 15.6122 | -3.0975 | 201.9002 | 8.9965 | 0
[6 empty] | 9330 | -6.6256 | 235.1505 | 15.6338 | -3.0759 | 201.7511 | 9.0082 | 0
[6 empty] | 9345 | -6.6348 | 235.0472 | 15.6547 | -3.0549 | 201.603 | 9.0199 | 0
[6 empty] | 9360 | -6.6436 | 234.9437 | 15.6752 | -3.0345 | 201.4559 | 9.0316 | 0
[6 empty] | 9375 | -6.6518 | 234.8402 | 15.6951 | -3.0146 | 201.3097 | 9.0433 | 0
[6 empty] | 9390 | -6.6595 | 234.7365 | 15.7145 | -2.9952 | 201.1646 | 9.055 | 0
[6 empty] | 9405 | -6.6666 | 234.6327 | 15.7334 | -2.9763 | 201.0204 | 9.0668 | 0
[6 empty] | 9420 | -6.6734 | 234.5287 | 15.7519 | -3.1191 | 200.8771 | 9.0785 | 0
[6 empty] | 9435 | -6.6832 | 234.4247 | 15.7735 | -3.0975 | 200.7269 | 9.0902 | 0
[6 empty] | 9450 | -6.6925 | 234.3205 | 15.7945 | -3.0765 | 200.5777 | 9.102 | 0
[6 empty] | 9465 | -6.7013 | 234.2162 | 15.815 | -3.056 | 200.4296 | 9.1137 | 0
[6 empty] | 9480 | -6.7096 | 234.1117 | 15.835 | -3.036 | 200.2824 | 9.1254 | 0
[6 empty] | 9495 | -6.7173 | 234.0071 | 15.8545 | -3.0165 | 200.1362 | 9.1372 | 0
[6 empty] | 9510 | -6.7245 | 233.9024 | 15.8734 | -3.1588 | 199.991 | 9.1489 | 0
[6 empty] | 9525 | -6.7349 | 233.7976 | 15.8956 | -3.1367 | 199.8389 | 9.1607 | 0
[6 empty] | 9540 | -6.7447 | 233.6926 | 15.9171 | -3.1151 | 199.6878 | 9.1724 | 0
[6 empty] | 9555 | -6.7539 | 233.5874 | 15.9381 | -3.0942 | 199.5378 | 9.1842 | 0
[6 empty] | 9570 | -6.7626 | 233.4822 | 15.9586 | -3.0737 | 199.3889 | 9.196 | 0
[6 empty] | 9585 | -6.7708 | 233.3767 | 15.9785 | -3.0538 | 199.2409 | 9.2077 | 0
[6 empty] | 9600 | -6.7784 | 233.2712 | 15.9979 | -3.0343 | 199.0938 | 9.2195 | 0
[6 empty] | 9615 | -6.7856 | 233.1655 | 16.0168 | -3.1767 | 198.9477 | 9.2313 | 0
[6 empty] | 9630 | -6.7959 | 233.0597 | 16.0389 | -3.1546 | 198.7947 | 9.243 | 0
[6 empty] | 9645 | -6.8056 | 232.9538 | 16.0604 | -3.1331 | 198.6428 | 9.2548 | 0
[6 empty] | 9660 | -6.8148 | 232.8477 | 16.0814 | -3.1121 | 198.492 | 9.2666 | 0
[6 empty] | 9675 | -6.8234 | 232.7415 | 16.1018 | -3.0917 | 198.3421 | 9.2784 | 0
[6 empty] | 9690 | -6.8315 | 232.6351 | 16.1217 | -3.0718 | 198.1932 | 9.2902 | 0
[6 empty] | 9705 | -6.8391 | 232.5286 | 16.1411 | -3.0525 | 198.0453 | 9.302 | 0
[6 empty] | 9720 | -6.8462 | 232.422 | 16.16 | -3.1948 | 197.8983 | 9.3138 | 0
[6 empty] | 9735 | -6.8565 | 232.3152 | 16.182 | -3.1728 | 197.7445 | 9.3256 | 0
[6 empty] | 9750 | -6.8661 | 232.2084 | 16.2035 | -3.1513 | 197.5917 | 9.3374 | 0
[6 empty] | 9765 | -6.8753 | 232.1013 | 16.2244 | -3.1304 | 197.44 | 9.3492 | 0
[6 empty] | 9780 | -6.8838 | 231.9941 | 16.2448 | -3.11 | 197.2893 | 9.361 | 0
[6 empty] | 9795 | -6.8919 | 231.8868 | 16.2647 | -3.0901 | 197.1395 | 9.3728 | 0
[6 empty] | 9810 | -6.8994 | 231.7794 | 16.2841 | -3.2321 | 196.9907 | 9.3846 | 0
[6 empty] | 9825 | -6.9101 | 231.6718 | 16.3066 | -3.2096 | 196.8351 | 9.3964 | 0
[6 empty] | 9840 | -6.9202 | 231.5641 | 16.3285 | -3.1877 | 196.6805 | 9.4083 | 0
[6 empty] | 9855 | -6.9297 | 231.4562 | 16.3498 | -3.1663 | 196.527 | 9.4201 | 0
[6 empty] | 9870 | -6.9387 | 231.3482 | 16.3706 | -3.1455 | 196.3746 | 9.4319 | 0
[6 empty] | 9885 | -6.9471 | 231.24 | 16.3909 | -3.1252 | 196.2231 | 9.4438 | 0
[6 empty] | 9900 | -6.955 | 231.1317 | 16.4106 | -3.1055 | 196.0726 | 9.4556 | 0
[6 empty] | 9915 | -6.9624 | 231.0233 | 16.4299 | -3.2475 | 195.9231 | 9.4675 | 0
[6 empty] | 9930 | -6.973 | 230.9148 | 16.4523 | -3.2251 | 195.7667 | 9.4793 | 0
[6 empty] | 9945 | -6.9829 | 230.8061 | 16.4741 | -3.2033 | 195.6114 | 9.4911 | 0
[6 empty] | 9960 | -6.9923 | 230.6972 | 16.4953 | -3.1821 | 195.4572 | 9.503 | 0
[6 empty] | 9975 | -7.0012 | 230.5882 | 16.516 | -3.1614 | 195.304 | 9.5149 | 0
[6 empty] | 9990 | -7.0095 | 230.4791 | 16.5362 | -3.1412 | 195.1517 | 9.5267 | 0
[6 empty] | 10005 | -7.0173 | 230.3698 | 16.5558 | -3.1216 | 195.0005 | 9.5386 | 0
[6 empty] | 10020 | -7.0246 | 230.2604 | 16.575 | -3.2637 | 194.8502 | 9.5504 | 0
[6 empty] | 10035 | -7.035 | 230.1509 | 16.5973 | -3.2414 | 194.693 | 9.5623 | 0
[6 empty] | 10050 | -7.0449 | 230.0412 | 16.619 | -3.2197 | 194.5369 | 9.5742 | 0
[6 empty] | 10065 | -7.0541 | 229.9314 | 16.6402 | -3.1985 | 194.3819 | 9.586 | 0
[6 empty] | 10080 | -7.0629 | 229.8214 | 16.6608 | -3.1779 | 194.2279 | 9.5979 | 0
[6 empty] | 10095 | -7.0711 | 229.7113 | 16.6809 | -3.1578 | 194.0749 | 9.6098 | 0
[6 empty] | 10110 | -7.0788 | 229.6011 | 16.7005 | -3.2995 | 193.9228 | 9.6217 | 0
[6 empty] | 10125 | -7.0896 | 229.4907 | 16.7232 | -3.2768 | 193.7639 | 9.6336 | 0
[6 empty] | 10140 | -7.0999 | 229.3802 | 16.7453 | -3.2547 | 193.6062 | 9.6455 | 0
[6 empty] | 10155 | -7.1095 | 229.2695 | 16.7669 | -3.2331 | 193.4494 | 9.6573 | 0
[6 empty] | 10170 | -7.1186 | 229.1587 | 16.7878 | -3.2122 | 193.2937 | 9.6692 | 0
[6 empty] | 10185 | -7.1272 | 229.0477 | 16.8083 | -3.1917 | 193.1391 | 9.6811 | 0
[6 empty] | 10200 | -7.1352 | 228.9366 | 16.8282 | -3.2343 | 192.9854 | 9.693 | 0
[6 empty] | 10215 | -7.1441 | 228.8254 | 16.8491 | -3.2134 | 192.8297 | 9.7049 | 0
[6 empty] | 10230 | -7.1525 | 228.714 | 16.8694 | -3.1931 | 192.6749 | 9.7169 | 0
[6 empty] | 10245 | -7.1604 | 228.6025 | 16.8891 | -3.1734 | 192.5212 | 9.7288 | 0
[6 empty] | 10260 | -7.1677 | 228.4909 | 16.9084 | -3.1541 | 192.3684 | 9.7407 | 0
[6 empty] | 10275 | -7.1746 | 228.3792 | 16.9272 | -3.1353 | 192.2165 | 9.7526 | 0
[6 empty] | 10290 | -7.181 | 228.2673 | 16.9455 | -3.117 | 192.0655 | 9.7645 | 0
[6 empty] | 10305 | -7.187 | 228.1554 | 16.9634 | -3.1616 | 191.9154 | 9.7764 | 0
[6 empty] | 10320 | -7.1939 | 228.0433 | 16.9822 | -3.1428 | 191.7632 | 9.7883 | 0
[6 empty] | 10335 | -7.2003 | 227.9312 | 17.0005 | -3.1245 | 191.6119 | 9.8002 | 0
[6 empty] | 10350 | -7.2063 | 227.8189 | 17.0184 | -3.1066 | 191.4614 | 9.8121 | 0
[6 empty] | 10365 | -7.2119 | 227.7066 | 17.0358 | -3.0892 | 191.3118 | 9.824 | 0
[6 empty] | 10380 | -7.217 | 227.5942 | 17.0528 | -3.0722 | 191.1631 | 9.8359 | 0
[6 empty] | 10395 | -7.2217 | 227.4817 | 17.0694 | -3.0556 | 191.0152 | 9.8478 | 0
[6 empty] | 10410 | -7.2259 | 227.3691 | 17.0856 | -3.1019 | 190.868 | 9.8597 | 0
[6 empty] | 10425 | -7.2312 | 227.2564 | 17.1028 | -3.0847 | 190.7187 | 9.8715 | 0
[6 empty] | 10440 | -7.2361 | 227.1437 | 17.1195 | -3.068 | 190.5701 | 9.8834 | 0
[6 empty] | 10455 | -7.2406 | 227.0309 | 17.1359 | -3.0516 | 190.4224 | 9.8953 | 0
[6 empty] | 10470 | -7.2447 | 226.918 | 17.1518 | -3.0357 | 190.2755 | 9.9072 | 0
[6 empty] | 10485 | -7.2484 | 226.8051 | 17.1674 | -3.0201 | 190.1293 | 9.919 | 0
[6 empty] | 10500 | -7.2517 | 226.6921 | 17.1826 | -3.0674 | 189.9839 | 9.9309 | 0
[6 empty] | 10515 | -7.2561 | 226.579 | 17.1988 | -3.0512 | 189.8362 | 9.9427 | 0
[6 empty] | 10530 | -7.2601 | 226.4659 | 17.2146 | -3.0354 | 189.6892 | 9.9546 | 0
[6 empty] | 10545 | -7.2637 | 226.3527 | 17.2301 | -3.0199 | 189.5431 | 9.9664 | 0
[6 empty] | 10560 | -7.2669 | 226.2395 | 17.2451 | -3.0049 | 189.3977 | 9.9782 | 0
[6 empty] | 10575 | -7.2698 | 226.1262 | 17.2598 | -2.9902 | 189.253 | 9.99 | 0
[6 empty] | 10590 | -7.2723 | 226.0129 | 17.2742 | -2.9758 | 189.109 | 10.0019 | 0
[6 empty] | 10605 | -7.2745 | 225.8995 | 17.2882 | -3.0243 | 188.9657 | 10.0137 | 0
[6 empty] | 10620 | -7.2778 | 225.7861 | 17.3033 | -3.0092 | 188.8201 | 10.0255 | 0
[6 empty] | 10635 | -7.2807 | 225.6727 | 17.318 | -2.9945 | 188.6752 | 10.0373 | 0
[6 empty] | 10650 | -7.2833 | 225.5592 | 17.3323 | -2.9802 | 188.531 | 10.049 | 0
[6 empty] | 10665 | -7.2856 | 225.4456 | 17.3464 | -2.9661 | 188.3875 | 10.0608 | 0
[6 empty] | 10680 | -7.2875 | 225.332 | 17.3601 | -2.9524 | 188.2447 | 10.0726 | 0
[6 empty] | 10695 | -7.2891 | 225.2184 | 17.3734 | -2.9391 | 188.1025 | 10.0843 | 0
[6 empty] | 10710 | -7.2904 | 225.1048 | 17.3865 | -2.9885 | 187.961 | 10.0961 | 0
[6 empty] | 10725 | -7.2928 | 224.9912 | 17.4006 | -2.9744 | 187.8171 | 10.1078 | 0
[6 empty] | 10740 | -7.2949 | 224.8775 | 17.4145 | -2.9605 | 187.6738 | 10.1195 | 0
[6 empty] | 10755 | -7.2967 | 224.7637 | 17.428 | -2.947 | 187.5313 | 10.1313 | 0
[6 empty] | 10770 | -7.2982 | 224.65 | 17.4411 | -2.9339 | 187.3894 | 10.143 | 0
[6 empty] | 10785 | -7.2993 | 224.5362 | 17.454 | -2.921 | 187.2481 | 10.1547 | 0
[6 empty] | 10800 | -7.3002 | 224.4224 | 17.4666 | -2.9084 | 187.1075 | 10.1664 | 0
[6 empty] | 10815 | -7.3008 | 224.3086 | 17.4789 | -2.9586 | 186.9674 | 10.178 | 0
[6 empty] | 10830 | -7.3026 | 224.1948 | 17.4923 | -2.9452 | 186.825 | 10.1897 | 0
[6 empty] | 10845 | -7.304 | 224.081 | 17.5054 | -2.9321 | 186.6831 | 10.2014 | 0
[6 empty] | 10860 | -7.3052 | 223.9671 | 17.5182 | -2.9193 | 186.542 | 10.213 | 0
[6 empty] | 10875 | -7.306 | 223.8532 | 17.5307 | -2.9068 | 186.4014 | 10.2246 | 0
[6 empty] | 10890 | -7.3066 | 223.7393 | 17.5429 | -2.8946 | 186.2614 | 10.2363 | 0
[6 empty] | 10905 | -7.3069 | 223.6254 | 17.5548 | -2.8827 | 186.122 | 10.2479 | 0
[6 empty] | 10920 | -7.307 | 223.5115 | 17.5664 | -2.9336 | 185.9832 | 10.2595 | 0
[6 empty] | 10935 | -7.3082 | 223.3976 | 17.5792 | -2.9208 | 185.842 | 10.2711 | 0
[6 empty] | 10950 | -7.3091 | 223.2837 | 17.5917 | -2.9083 | 185.7013 | 10.2826 | 0
[6 empty] | 10965 | -7.3097 | 223.1697 | 17.604 | -2.896 | 185.5613 | 10.2942 | 0
[6 empty] | 10980 | -7.3101 | 223.0558 | 17.6159 | -2.8841 | 185.4218 | 10.3058 | 0
[6 empty] | 10995 | -7.3102 | 222.9418 | 17.6276 | -2.8724 | 185.283 | 10.3173 | 0
[6 empty] | 11010 | -7.3101 | 222.8279 | 17.639 | -2.861 | 185.1447 | 10.3288 | 0
[6 empty] | 11025 | -7.3097 | 222.7139 | 17.6501 | -2.8499 | 185.0069 | 10.3404 | 0
[6 empty] | 11040 | -7.3091 | 222.6 | 17.661 | -2.964 | 184.8697 | 10.3519 | 0
[6 empty] | 11055 | -7.3111 | 222.486 | 17.6745 | -2.9505 | 184.7269 | 10.3634 | 0
[6 empty] | 11070 | -7.3128 | 222.372 | 17.6876 | -2.9374 | 184.5849 | 10.3749 | 0
[6 empty] | 11085 | -7.3141 | 222.258 | 17.7005 | -2.9245 | 184.4434 | 10.3863 | 0
[6 empty] | 11100 | -7.3152 | 222.144 | 17.713 | -2.912 | 184.3026 | 10.3978 | 0
[6 empty] | 11115 | -7.316 | 222.03 | 17.7253 | -2.8997 | 184.1624 | 10.4093 | 0
[6 empty] | 11130 | -7.3165 | 221.9159 | 17.7372 | -2.8878 | 184.0228 | 10.4207 | 0
[6 empty] | 11145 | -7.3168 | 221.8019 | 17.7489 | -3.0011 | 183.8837 | 10.4321 | 0
[6 empty] | 11160 | -7.3196 | 221.6878 | 17.7632 | -2.9868 | 183.7392 | 10.4436 | 0
[6 empty] | 11175 | -7.3221 | 221.5737 | 17.7771 | -2.9729 | 183.5954 | 10.455 | 0
[6 empty] | 11190 | -7.3243 | 221.4596 | 17.7907 | -2.9593 | 183.4522 | 10.4664 | 0
[6 empty] | 11205 | -7.3262 | 221.3454 | 17.8039 | -2.9461 | 183.3097 | 10.4778 | 0
[6 empty] | 11220 | -7.3277 | 221.2312 | 17.8169 | -2.9331 | 183.1679 | 10.4892 | 0
[6 empty] | 11235 | -7.329 | 221.1169 | 17.8295 | -2.9205 | 183.0266 | 10.5005 | 0
[6 empty] | 11250 | -7.3299 | 221.0027 | 17.8418 | -3.0332 | 182.886 | 10.5119 | 0
[6 empty] | 11265 | -7.3335 | 220.8884 | 17.8567 | -3.0183 | 182.74 | 10.5233 | 0
[6 empty] | 11280 | -7.3366 | 220.7741 | 17.8712 | -3.0038 | 182.5946 | 10.5346 | 0
[6 empty] | 11295 | -7.3395 | 220.6597 | 17.8854 | -2.9896 | 182.45 | 10.5459 | 0
[6 empty] | 11310 | -7.342 | 220.5453 | 17.8992 | -2.9758 | 182.306 | 10.5573 | 0
[6 empty] | 11325 | -7.3441 | 220.4309 | 17.9127 | -2.9623 | 182.1627 | 10.5686 | 0
[6 empty] | 11340 | -7.346 | 220.3164 | 17.9259 | -2.9491 | 182.0201 | 10.5799 | 0
[6 empty] | 11355 | -7.3475 | 220.2018 | 17.9388 | -3.0612 | 181.8781 | 10.5912 | 0
[6 empty] | 11370 | -7.3516 | 220.0873 | 17.9542 | -3.0458 | 181.7307 | 10.6025 | 0
[6 empty] | 11385 | -7.3553 | 219.9727 | 17.9692 | -3.0308 | 181.584 | 10.6138 | 0
[6 empty] | 11400 | -7.3587 | 219.858 | 17.9838 | -3.0162 | 181.4381 | 10.6251 | 0
[6 empty] | 11415 | -7.3617 | 219.7433 | 17.9981 | -3.0019 | 181.2929 | 10.6364 | 0
[6 empty] | 11430 | -7.3644 | 219.6286 | 18.012 | -2.988 | 181.1483 | 10.6477 | 0
[6 empty] | 11445 | -7.3667 | 219.5138 | 18.0256 | -2.9744 | 181.0044 | 10.6589 | 0
[6 empty] | 11460 | -7.3687 | 219.3989 | 18.0389 | -3.0861 | 180.8612 | 10.6702 | 0
[6 empty] | 11475 | -7.3733 | 219.284 | 18.0547 | -3.0703 | 180.7126 | 10.6814 | 0
[6 empty] | 11490 | -7.3774 | 219.1691 | 18.0701 | -3.0549 | 180.5648 | 10.6927 | 0
[6 empty] | 11505 | -7.3812 | 219.0541 | 18.0851 | -3.0399 | 180.4177 | 10.7039 | 0
[6 empty] | 11520 | -7.3846 | 218.939 | 18.0998 | -3.0252 | 180.2713 | 10.7151 | 0
[6 empty] | 11535 | -7.3877 | 218.8239 | 18.1141 | -3.0109 | 180.1256 | 10.7264 | 0
[6 empty] | 11550 | -7.3904 | 218.7087 | 18.128 | -3.122 | 179.9807 | 10.7376 | 0
[6 empty] | 11565 | -7.3957 | 218.5935 | 18.1445 | -3.1055 | 179.8303 | 10.7488 | 0
[6 empty] | 11580 | -7.4005 | 218.4782 | 18.1605 | -3.0895 | 179.6808 | 10.76 | 0
[6 empty] | 11595 | -7.4049 | 218.3629 | 18.1761 | -3.0739 | 179.532 | 10.7712 | 0
[6 empty] | 11610 | -7.409 | 218.2474 | 18.1914 | -3.0586 | 179.384 | 10.7824 | 0
[6 empty] | 11625 | -7.4127 | 218.1319 | 18.2063 | -3.0437 | 179.2367 | 10.7936 | 0
[6 empty] | 11640 | -7.416 | 218.0164 | 18.2208 | -3.0292 | 179.0902 | 10.8048 | 0
[6 empty] | 11655 | -7.419 | 217.9008 | 18.2349 | -3.1401 | 178.9443 | 10.8159 | 0
[6 empty] | 11670 | -7.4245 | 217.7851 | 18.2516 | -3.1234 | 178.7931 | 10.8271 | 0
[6 empty] | 11685 | -7.4295 | 217.6694 | 18.2678 | -3.1072 | 178.6427 | 10.8383 | 0
[6 empty] | 11700 | -7.4342 | 217.5535 | 18.2836 | -3.0914 | 178.4931 | 10.8494 | 0
[6 empty] | 11715 | -7.4385 | 217.4376 | 18.299 | -3.076 | 178.3442 | 10.8606 | 0
[6 empty] | 11730 | -7.4424 | 217.3217 | 18.3141 | -3.0609 | 178.1961 | 10.8717 | 0
[6 empty] | 11745 | -7.4459 | 217.2057 | 18.3288 | -3.0462 | 178.0487 | 10.8829 | 0
[6 empty] | 11760 | -7.4491 | 217.0896 | 18.3431 | -3.1569 | 177.9021 | 10.894 | 0
[6 empty] | 11775 | -7.4548 | 216.9735 | 18.3599 | -3.1401 | 177.75 | 10.9051 | 0
[6 empty] | 11790 | -7.46 | 216.8573 | 18.3763 | -3.1237 | 177.5988 | 10.9163 | 0
[6 empty] | 11805 | -7.4649 | 216.741 | 18.3922 | -3.1078 | 177.4484 | 10.9274 | 0
[6 empty] | 11820 | -7.4693 | 216.6246 | 18.4078 | -3.0922 | 177.2988 | 10.9385 | 0
[6 empty] | 11835 | -7.4734 | 216.5081 | 18.423 | -3.077 | 177.1499 | 10.9496 | 0
[6 empty] | 11850 | -7.4771 | 216.3916 | 18.4378 | -3.0622 | 177.0017 | 10.9607 | 0
[6 empty] | 11865 | -7.4805 | 216.2751 | 18.4523 | -3.1727 | 176.8543 | 10.9718 | 0
[6 empty] | 11880 | -7.4863 | 216.1585 | 18.4692 | -3.1558 | 176.7015 | 10.9829 | 0
[6 empty] | 11895 | -7.4917 | 216.0418 | 18.4857 | -3.1393 | 176.5496 | 10.994 | 0
[6 empty] | 11910 | -7.4967 | 215.925 | 18.5018 | -3.1232 | 176.3984 | 11.0051 | 0
[6 empty] | 11925 | -7.5014 | 215.8081 | 18.5175 | -3.1075 | 176.248 | 11.0161 | 0
[6 empty] | 11940 | -7.5056 | 215.6912 | 18.5328 | -3.0922 | 176.0984 | 11.0272 | 0
[6 empty] | 11955 | -7.5094 | 215.5742 | 18.5477 | -3.2023 | 175.9495 | 11.0383 | 0
[6 empty] | 11970 | -7.5158 | 215.4571 | 18.5651 | -3.1849 | 175.7953 | 11.0493 | 0
[6 empty] | 11985 | -7.5217 | 215.3399 | 18.582 | -3.168 | 175.6419 | 11.0604 | 0
[6 empty] | 12000 | -7.5271 | 215.2227 | 18.5986 | -3.1514 | 175.4894 | 11.0714 | 0
[6 empty] | 12015 | -7.5322 | 215.1053 | 18.6147 | -3.1353 | 175.3376 | 11.0825 | 0
[6 empty] | 12030 | -7.5368 | 214.9879 | 18.6304 | -3.1196 | 175.1867 | 11.0935 | 0
[6 empty] | 12045 | -7.5411 | 214.8704 | 18.6457 | -3.1043 | 175.0364 | 11.1046 | 0
[6 empty] | 12060 | -7.545 | 214.7529 | 18.6606 | -3.2144 | 174.887 | 11.1156 | 0
[6 empty] | 12075 | -7.5514 | 214.6352 | 18.678 | -3.197 | 174.7322 | 11.1266 | 0
[6 empty] | 12090 | -7.5573 | 214.5175 | 18.695 | -3.18 | 174.5783 | 11.1377 | 0
[6 empty] | 12105 | -7.5628 | 214.3997 | 18.7115 | -3.1635 | 174.4251 | 11.1487 | 0
[6 empty] | 12120 | -7.5679 | 214.2818 | 18.7276 | -3.1474 | 174.2728 | 11.1597 | 0
[6 empty] | 12135 | -7.5726 | 214.1638 | 18.7433 | -3.1317 | 174.1213 | 11.1707 | 0
[6 empty] | 12150 | -7.5769 | 214.0458 | 18.7587 | -3.2413 | 173.9705 | 11.1817 | 0
[6 empty] | 12165 | -7.5837 | 213.9277 | 18.7764 | -3.2236 | 173.8144 | 11.1927 | 0
[6 empty] | 12180 | -7.59 | 213.8094 | 18.7937 | -3.2063 | 173.6592 | 11.2037 | 0
[6 empty] | 12195 | -7.5959 | 213.6911 | 18.8106 | -3.1894 | 173.5048 | 11.2147 | 0
[6 empty] | 12210 | -7.6014 | 213.5727 | 18.8271 | -3.1729 | 173.3512 | 11.2257 | 0
[6 empty] | 12225 | -7.6064 | 213.4542 | 18.8431 | -3.1569 | 173.1984 | 11.2367 | 0
[6 empty] | 12240 | -7.6111 | 213.3356 | 18.8588 | -3.1412 | 173.0464 | 11.2477 | 0
[6 empty] | 12255 | -7.6154 | 213.217 | 18.874 | -3.176 | 172.8952 | 11.2587 | 0
[6 empty] | 12270 | -7.6204 | 213.0983 | 18.8901 | -3.1599 | 172.7422 | 11.2696 | 0
[6 empty] | 12285 | -7.6251 | 212.9795 | 18.9057 | -3.1443 | 172.5901 | 11.2806 | 0
[6 empty] | 12300 | -7.6293 | 212.8606 | 18.9209 | -3.1291 | 172.4387 | 11.2916 | 0
[6 empty] | 12315 | -7.6332 | 212.7417 | 18.9358 | -3.1142 | 172.288 | 11.3025 | 0
[6 empty] | 12330 | -7.6368 | 212.6227 | 18.9502 | -3.0998 | 172.138 | 11.3135 | 0
[6 empty] | 12345 | -7.64 | 212.5036 | 18.9644 | -3.1356 | 171.9888 | 11.3244 | 0
[6 empty] | 12360 | -7.644 | 212.3845 | 18.9793 | -3.1207 | 171.8378 | 11.3353 | 0
[6 empty] | 12375 | -7.6476 | 212.2653 | 18.9939 | -3.1061 | 171.6875 | 11.3463 | 0
[6 empty] | 12390 | -7.6509 | 212.1461 | 19.0081 | -3.0919 | 171.538 | 11.3572 | 0
[6 empty] | 12405 | -7.6538 | 212.0269 | 19.0219 | -3.0781 | 171.3891 | 11.3681 | 0
[6 empty] | 12420 | -7.6565 | 211.9075 | 19.0355 | -3.0645 | 171.2409 | 11.379 | 0
[6 empty] | 12435 | -7.6588 | 211.7882 | 19.0487 | -3.0513 | 171.0933 | 11.3899 | 0
[6 empty] | 12450 | -7.6608 | 211.6688 | 19.0616 | -3.0884 | 170.9464 | 11.4008 | 0
[6 empty] | 12465 | -7.6636 | 211.5494 | 19.0753 | -3.0747 | 170.7977 | 11.4117 | 0
[6 empty] | 12480 | -7.6661 | 211.4299 | 19.0886 | -3.0614 | 170.6496 | 11.4225 | 0
[6 empty] | 12495 | -7.6683 | 211.3104 | 19.1017 | -3.0483 | 170.5022 | 11.4334 | 0
[6 empty] | 12510 | -7.6702 | 211.1908 | 19.1145 | -3.0355 | 170.3554 | 11.4443 | 0
[6 empty] | 12525 | -7.6718 | 211.0713 | 19.1269 | -3.0231 | 170.2093 | 11.4551 | 0
[6 empty] | 12540 | -7.6731 | 210.9517 | 19.1391 | -3.0109 | 170.0637 | 11.4659 | 0
[6 empty] | 12555 | -7.6742 | 210.8321 | 19.1509 | -3.0491 | 169.9187 | 11.4768 | 0
[6 empty] | 12570 | -7.6761 | 210.7124 | 19.1637 | -3.0363 | 169.7719 | 11.4876 | 0
[6 empty] | 12585 | -7.6777 | 210.5928 | 19.1761 | -3.0239 | 169.6257 | 11.4984 | 0
[6 empty] | 12600 | -7.679 | 210.4731 | 19.1882 | -3.0118 | 169.4801 | 11.5092 | 0
[6 empty] | 12615 | -7.6801 | 210.3534 | 19.2001 | -2.9999 | 169.335 | 11.52 | 0
[6 empty] | 12630 | -7.6809 | 210.2336 | 19.2116 | -2.9884 | 169.1906 | 11.5307 | 0
[6 empty] | 12645 | -7.6815 | 210.1139 | 19.2229 | -2.9771 | 169.0467 | 11.5415 | 0
[6 empty] | 12660 | -7.6817 | 209.9941 | 19.234 | -3.016 | 168.9033 | 11.5522 | 0
[6 empty] | 12675 | -7.6829 | 209.8744 | 19.2459 | -3.0041 | 168.7581 | 11.563 | 0
[6 empty] | 12690 | -7.6838 | 209.7546 | 19.2576 | -2.9924 | 168.6135 | 11.5737 | 0
[6 empty] | 12705 | -7.6845 | 209.6348 | 19.2689 | -2.9811 | 168.4694 | 11.5844 | 0
[6 empty] | 12720 | -7.6849 | 209.515 | 19.2801 | -2.9699 | 168.3258 | 11.5951 | 0
[6 empty] | 12735 | -7.6851 | 209.3952 | 19.2909 | -2.9591 | 168.1828 | 11.6058 | 0
[6 empty] | 12750 | -7.685 | 209.2754 | 19.3015 | -2.9485 | 168.0403 | 11.6165 | 0
[6 empty] | 12765 | -7.6847 | 209.1556 | 19.3119 | -2.9881 | 167.8984 | 11.6272 | 0
[6 empty] | 12780 | -7.6853 | 209.0358 | 19.3232 | -2.9768 | 167.7545 | 11.6378 | 0
[6 empty] | 12795 | -7.6857 | 208.916 | 19.3342 | -2.9658 | 167.6111 | 11.6485 | 0
[6 empty] | 12810 | -7.6858 | 208.7962 | 19.345 | -2.955 | 167.4683 | 11.6591 | 0
[6 empty] | 12825 | -7.6857 | 208.6764 | 19.3555 | -2.9445 | 167.3261 | 11.6698 | 0
[6 empty] | 12840 | -7.6854 | 208.5566 | 19.3658 | -2.9342 | 167.1843 | 11.6804 | 0
[6 empty] | 12855 | -7.6848 | 208.4368 | 19.3758 | -2.9242 | 167.043 | 11.691 | 0
[6 empty] | 12870 | -7.6841 | 208.317 | 19.3857 | -2.9643 | 166.9022 | 11.7016 | 0
[6 empty] | 12885 | -7.6843 | 208.1972 | 19.3964 | -2.9536 | 166.7594 | 11.7121 | 0
[6 empty] | 12900 | -7.6842 | 208.0774 | 19.4069 | -2.9431 | 166.6172 | 11.7227 | 0
[6 empty] | 12915 | -7.6839 | 207.9576 | 19.4172 | -2.9328 | 166.4755 | 11.7333 | 0
[6 empty] | 12930 | -7.6834 | 207.8378 | 19.4272 | -2.9228 | 166.3343 | 11.7438 | 0
[6 empty] | 12945 | -7.6827 | 207.718 | 19.437 | -2.913 | 166.1935 | 11.7543 | 0
[6 empty] | 12960 | -7.6818 | 207.5983 | 19.4466 | -2.9034 | 166.0533 | 11.7648 | 0
[6 empty] | 12975 | -7.6806 | 207.4785 | 19.456 | -2.944 | 165.9135 | 11.7753 | 0
[6 empty] | 12990 | -7.6805 | 207.3588 | 19.4663 | -2.9337 | 165.7717 | 11.7858 | 0
[6 empty] | 13005 | -7.6801 | 207.2391 | 19.4764 | -2.9236 | 165.6304 | 11.7963 | 0
[6 empty] | 13020 | -7.6795 | 207.1193 | 19.4862 | -2.9138 | 165.4897 | 11.8068 | 0
[6 empty] | 13035 | -7.6786 | 206.9996 | 19.4959 | -2.9041 | 165.3494 | 11.8172 | 0
[6 empty] | 13050 | -7.6776 | 206.8799 | 19.5053 | -2.8947 | 165.2095 | 11.8277 | 0
[6 empty] | 13065 | -7.6764 | 206.7602 | 19.5145 | -2.8855 | 165.0701 | 11.8381 | 0
[6 empty] | 13080 | -7.675 | 206.6406 | 19.5235 | -2.9265 | 164.9312 | 11.8485 | 0
[6 empty] | 13095 | -7.6746 | 206.5209 | 19.5335 | -2.9165 | 164.7903 | 11.8589 | 0
[6 empty] | 13110 | -7.6739 | 206.4013 | 19.5432 | -2.9068 | 164.6498 | 11.8693 | 0
[6 empty] | 13125 | -7.6731 | 206.2816 | 19.5527 | -2.8973 | 164.5099 | 11.8797 | 0
[6 empty] | 13140 | -7.672 | 206.162 | 19.562 | -2.888 | 164.3704 | 11.89 | 0
[6 empty] | 13155 | -7.6708 | 206.0424 | 19.5712 | -2.8788 | 164.2313 | 11.9004 | 0
[6 empty] | 13170 | -7.6694 | 205.9228 | 19.5801 | -2.8699 | 164.0927 | 11.9107 | 0
[6 empty] | 13185 | -7.6678 | 205.8033 | 19.5888 | -2.9112 | 163.9545 | 11.921 | 0
[6 empty] | 13200 | -7.6671 | 205.6837 | 19.5985 | -2.9015 | 163.8143 | 11.9313 | 0
[6 empty] | 13215 | -7.6663 | 205.5642 | 19.6079 | -2.8921 | 163.6746 | 11.9416 | 0
[6 empty] | 13230 | -7.6652 | 205.4447 | 19.6171 | -2.8829 | 163.5353 | 11.9519 | 0
[6 empty] | 13245 | -7.664 | 205.3252 | 19.6262 | -2.8738 | 163.3965 | 11.9622 | 0
[6 empty] | 13260 | -7.6626 | 205.2057 | 19.635 | -2.865 | 163.2582 | 11.9725 | 0
[6 empty] | 13275 | -7.661 | 205.0863 | 19.6437 | -2.8563 | 163.1202 | 11.9827 | 0
[6 empty] | 13290 | -7.6592 | 204.9669 | 19.6522 | -3.0145 | 162.9827 | 11.9929 | 0
[6 empty] | 13305 | -7.6611 | 204.8475 | 19.6642 | -3.0024 | 162.8375 | 12.0031 | 0
[6 empty] | 13320 | -7.6626 | 204.728 | 19.676 | -2.9907 | 162.6929 | 12.0134 | 0
[6 empty] | 13335 | -7.6639 | 204.6086 | 19.6875 | -2.9792 | 162.5489 | 12.0236 | 0
[6 empty] | 13350 | -7.665 | 204.4891 | 19.6987 | -2.968 | 162.4055 | 12.0337 | 0
[6 empty] | 13365 | -7.6658 | 204.3696 | 19.7097 | -2.957 | 162.2626 | 12.0439 | 0
[6 empty] | 13380 | -7.6663 | 204.2501 | 19.7204 | -2.9463 | 162.1202 | 12.0541 | 0
[6 empty] | 13395 | -7.6666 | 204.1306 | 19.7309 | -3.1025 | 161.9783 | 12.0643 | 0
[6 empty] | 13410 | -7.6704 | 204.0111 | 19.7448 | -3.0885 | 161.8289 | 12.0744 | 0
[6 empty] | 13425 | -7.6739 | 203.8915 | 19.7585 | -3.0749 | 161.6802 | 12.0845 | 0
[6 empty] | 13440 | -7.6771 | 203.7719 | 19.7718 | -3.0615 | 161.5322 | 12.0947 | 0
[6 empty] | 13455 | -7.68 | 203.6522 | 19.7848 | -3.0486 | 161.3847 | 12.1048 | 0
[6 empty] | 13470 | -7.6825 | 203.5325 | 19.7974 | -3.0359 | 161.2379 | 12.1149 | 0
[6 empty] | 13485 | -7.6848 | 203.4127 | 19.8098 | -3.0235 | 161.0918 | 12.125 | 0
[6 empty] | 13500 | -7.6867 | 203.2929 | 19.8219 | -3.1781 | 160.9462 | 12.1351 | 0
[6 empty] | 13515 | -7.6922 | 203.1731 | 19.8374 | -3.1626 | 160.7931 | 12.1452 | 0
[6 empty] | 13530 | -7.6972 | 203.0532 | 19.8526 | -3.1474 | 160.6409 | 12.1553 | 0
[6 empty] | 13545 | -7.7019 | 202.9332 | 19.8673 | -3.1327 | 160.4893 | 12.1654 | 0
[6 empty] | 13560 | -7.7063 | 202.8131 | 19.8817 | -3.1183 | 160.3385 | 12.1755 | 0
[6 empty] | 13575 | -7.7102 | 202.693 | 19.8958 | -3.1042 | 160.1883 | 12.1856 | 0
[6 empty] | 13590 | -7.7139 | 202.5728 | 19.9095 | -3.0905 | 160.0388 | 12.1956 | 0
[6 empty] | 13605 | -7.7172 | 202.4525 | 19.9229 | -3.2438 | 159.89 | 12.2057 | 0
[6 empty] | 13620 | -7.7239 | 202.3322 | 19.9397 | -3.227 | 159.7338 | 12.2158 | 0
[6 empty] | 13635 | -7.7302 | 202.2118 | 19.956 | -3.2106 | 159.5784 | 12.2258 | 0
[6 empty] | 13650 | -7.7361 | 202.0913 | 19.972 | -3.1947 | 159.4238 | 12.2359 | 0
[6 empty] | 13665 | -7.7416 | 201.9707 | 19.9876 | -3.1791 | 159.27 | 12.2459 | 0
[6 empty] | 13680 | -7.7468 | 201.85 | 20.0027 | -3.1639 | 159.1169 | 12.256 | 0
[6 empty] | 13695 | -7.7515 | 201.7292 | 20.0175 | -3.3158 | 158.9646 | 12.266 | 0
[6 empty] | 13710 | -7.7596 | 201.6084 | 20.0357 | -3.2977 | 158.8049 | 12.276 | 0
[6 empty] | 13725 | -7.7673 | 201.4874 | 20.0534 | -3.28 | 158.6461 | 12.2861 | 0
[6 empty] | 13740 | -7.7745 | 201.3664 | 20.0706 | -3.2627 | 158.4882 | 12.2961 | 0
[6 empty] | 13755 | -7.7813 | 201.2452 | 20.0874 | -3.2459 | 158.3311 | 12.3061 | 0
[6 empty] | 13770 | -7.7877 | 201.1239 | 20.1038 | -3.2295 | 158.1748 | 12.3162 | 0
[6 empty] | 13785 | -7.7936 | 201.0024 | 20.1198 | -3.2136 | 158.0193 | 12.3262 | 0
[6 empty] | 13800 | -7.7991 | 200.881 | 20.1353 | -3.3647 | 157.8646 | 12.3362 | 0
[6 empty] | 13815 | -7.808 | 200.7594 | 20.1543 | -3.3457 | 157.7025 | 12.3462 | 0
[6 empty] | 13830 | -7.8165 | 200.6376 | 20.1727 | -3.3273 | 157.5414 | 12.3562 | 0
[6 empty] | 13845 | -7.8244 | 200.5158 | 20.1907 | -3.3093 | 157.3812 | 12.3662 | 0
[6 empty] | 13860 | -7.8319 | 200.3938 | 20.2081 | -3.2919 | 157.2219 | 12.3763 | 0
[6 empty] | 13875 | -7.8389 | 200.2717 | 20.2252 | -3.2748 | 157.0634 | 12.3863 | 0
[6 empty] | 13890 | -7.8455 | 200.1495 | 20.2418 | -3.4249 | 156.9057 | 12.3963 | 0
[6 empty] | 13905 | -7.8555 | 200.0272 | 20.2617 | -3.4049 | 156.7408 | 12.4063 | 0
[6 empty] | 13920 | -7.8649 | 199.9048 | 20.2812 | -3.3855 | 156.5768 | 12.4163 | 0
[6 empty] | 13935 | -7.8738 | 199.7822 | 20.3001 | -3.3666 | 156.4138 | 12.4263 | 0
[6 empty] | 13950 | -7.8822 | 199.6594 | 20.3185 | -3.3482 | 156.2517 | 12.4363 | 0
[6 empty] | 13965 | -7.8901 | 199.5365 | 20.3365 | -3.3302 | 156.0905 | 12.4463 | 0
[6 empty] | 13980 | -7.8976 | 199.4135 | 20.3539 | -3.4794 | 155.9301 | 12.4563 | 0
[6 empty] | 13995 | -7.9084 | 199.2904 | 20.3747 | -3.4586 | 155.7626 | 12.4663 | 0
[6 empty] | 14010 | -7.9186 | 199.1671 | 20.395 | -3.4384 | 155.596 | 12.4763 | 0
[6 empty] | 14025 | -7.9283 | 199.0437 | 20.4147 | -3.4186 | 155.4305 | 12.4863 | 0
[6 empty] | 14040 | -7.9375 | 198.9201 | 20.4339 | -3.3994 | 155.2659 | 12.4964 | 0
[6 empty] | 14055 | -7.9462 | 198.7963 | 20.4526 | -3.3807 | 155.1022 | 12.5064 | 0
[6 empty] | 14070 | -7.9544 | 198.6725 | 20.4708 | -3.5292 | 154.9394 | 12.5164 | 0
[6 empty] | 14085 | -7.9659 | 198.5485 | 20.4923 | -3.5077 | 154.7694 | 12.5264 | 0
[6 empty] | 14100 | -7.9768 | 198.4243 | 20.5132 | -3.4868 | 154.6005 | 12.5364 | 0
[6 empty] | 14115 | -7.9872 | 198.2999 | 20.5336 | -3.4664 | 154.4326 | 12.5464 | 0
[6 empty] | 14130 | -7.997 | 198.1754 | 20.5535 | -3.4465 | 154.2657 | 12.5564 | 0
[6 empty] | 14145 | -8.0064 | 198.0508 | 20.5728 | -3.4272 | 154.0998 | 12.5664 | 0
[6 empty] | 14160 | -8.0152 | 197.9259 | 20.5916 | -3.575 | 153.9348 | 12.5765 | 0
[6 empty] | 14175 | -8.0272 | 197.801 | 20.6137 | -3.553 | 153.7626 | 12.5865 | 0
[6 empty] | 14190 | -8.0387 | 197.6759 | 20.6352 | -3.5315 | 153.5915 | 12.5965 | 0
[6 empty] | 14205 | -8.0496 | 197.5505 | 20.6562 | -3.5105 | 153.4215 | 12.6065 | 0
[6 empty] | 14220 | -8.06 | 197.425 | 20.6765 | -3.4901 | 153.2524 | 12.6165 | 0
[6 empty] | 14235 | -8.0698 | 197.2994 | 20.6964 | -3.4703 | 153.0844 | 12.6266 | 0
[6 empty] | 14250 | -8.0791 | 197.1736 | 20.7157 | -3.6176 | 152.9173 | 12.6366 | 0
[6 empty] | 14265 | -8.0917 | 197.0477 | 20.7383 | -3.595 | 152.7431 | 12.6466 | 0
[6 empty] | 14280 | -8.1037 | 196.9215 | 20.7603 | -3.573 | 152.57 | 12.6566 | 0
[6 empty] | 14295 | -8.115 | 196.7952 | 20.7817 | -3.5516 | 152.3979 | 12.6667 | 0
[6 empty] | 14310 | -8.1258 | 196.6687 | 20.8025 | -3.5308 | 152.2269 | 12.6767 | 0
[6 empty] | 14325 | -8.1361 | 196.542 | 20.8228 | -3.5105 | 152.0569 | 12.6867 | 0
[6 empty] | 14340 | -8.1458 | 196.4152 | 20.8426 | -3.6574 | 151.8879 | 12.6968 | 0
[6 empty] | 14355 | -8.1588 | 196.2882 | 20.8656 | -3.6344 | 151.7118 | 12.7068 | 0
[6 empty] | 14370 | -8.1711 | 196.161 | 20.8879 | -3.6121 | 151.5368 | 12.7168 | 0
[6 empty] | 14385 | -8.1828 | 196.0336 | 20.9097 | -3.5903 | 151.3628 | 12.7269 | 0
[6 empty] | 14400 | -8.194 | 195.906 | 20.9309 | -3.5691 | 151.1899 | 12.7369 | 0
[6 empty] | 14415 | -8.2046 | 195.7783 | 20.9516 | -3.5484 | 151.0181 | 12.747 | 0
[6 empty] | 14430 | -8.2147 | 195.6504 | 20.9717 | -3.695 | 150.8472 | 12.757 | 0
[6 empty] | 14445 | -8.228 | 195.5223 | 20.995 | -3.6716 | 150.6693 | 12.7671 | 0
[6 empty] | 14460 | -8.2406 | 195.3941 | 21.0178 | -3.6489 | 150.4925 | 12.7771 | 0
[6 empty] | 14475 | -8.2527 | 195.2656 | 21.0399 | -3.6268 | 150.3168 | 12.7872 | 0
[6 empty] | 14490 | -8.2641 | 195.137 | 21.0614 | -3.6053 | 150.1422 | 12.7972 | 0
[6 empty] | 14505 | -8.275 | 195.0081 | 21.0823 | -3.751 | 149.9686 | 12.8073 | 0
[6 empty] | 14520 | -8.2891 | 194.8791 | 21.1065 | -3.7268 | 149.788 | 12.8174 | 0
[6 empty] | 14535 | -8.3026 | 194.7499 | 21.13 | -3.7033 | 149.6085 | 12.8274 | 0
[6 empty] | 14550 | -8.3154 | 194.6205 | 21.1529 | -3.6804 | 149.4302 | 12.8375 | 0
[6 empty] | 14565 | -8.3276 | 194.4908 | 21.1752 | -3.6582 | 149.253 | 12.8476 | 0
[6 empty] | 14580 | -8.3392 | 194.361 | 21.1969 | -3.6365 | 149.0768 | 12.8577 | 0
[6 empty] | 14595 | -8.3502 | 194.231 | 21.218 | -3.782 | 148.9017 | 12.8678 | 0
[6 empty] | 14610 | -8.3645 | 194.1009 | 21.2423 | -3.7577 | 148.7196 | 12.8778 | 0
[6 empty] | 14625 | -8.378 | 193.9705 | 21.2659 | -3.7341 | 148.5387 | 12.8879 | 0
[6 empty] | 14640 | -8.391 | 193.8399 | 21.289 | -3.711 | 148.3589 | 12.898 | 0
[6 empty] | 14655 | -8.4033 | 193.709 | 21.3114 | -3.6886 | 148.1802 | 12.9081 | 0
[6 empty] | 14670 | -8.415 | 193.578 | 21.3332 | -3.6668 | 148.0026 | 12.9182 | 0
[6 empty] | 14685 | -8.4261 | 193.4469 | 21.3544 | -3.9456 | 147.826 | 12.9283 | 0
[6 empty] | 14700 | -8.4435 | 193.3155 | 21.3819 | -3.9181 | 147.636 | 12.9384 | 0
[6 empty] | 14715 | -8.4601 | 193.1839 | 21.4086 | -3.8914 | 147.4473 | 12.9485 | 0
[6 empty] | 14730 | -8.4759 | 193.052 | 21.4346 | -3.8654 | 147.26 | 12.9586 | 0
[6 empty] | 14745 | -8.4911 | 192.9199 | 21.4598 | -3.8402 | 147.0738 | 12.9687 | 0
[6 empty] | 14760 | -8.5056 | 192.7875 | 21.4844 | -4.1156 | 146.8889 | 12.9789 | 0
[6 empty] | 14775 | -8.5261 | 192.6549 | 21.5151 | -4.0849 | 146.6908 | 12.989 | 0
[6 empty] | 14790 | -8.5458 | 192.522 | 21.545 | -4.055 | 146.4941 | 12.9992 | 0
[6 empty] | 14805 | -8.5647 | 192.3888 | 21.574 | -4.026 | 146.2988 | 13.0093 | 0
[6 empty] | 14820 | -8.5828 | 192.2552 | 21.6023 | -3.9977 | 146.105 | 13.0195 | 0
[6 empty] | 14835 | -8.6001 | 192.1214 | 21.6297 | -4.2703 | 145.9125 | 13.0297 | 0
[6 empty] | 14850 | -8.6234 | 191.9874 | 21.6632 | -4.2368 | 145.7068 | 13.0398 | 0
[6 empty] | 14865 | -8.6458 | 191.8529 | 21.6958 | -4.2042 | 145.5028 | 13.05 | 0
[6 empty] | 14880 | -8.6672 | 191.7182 | 21.7275 | -4.1725 | 145.3004 | 13.0602 | 0
[6 empty] | 14895 | -8.6878 | 191.583 | 21.7583 | -4.1417 | 145.0995 | 13.0705 | 0
[6 empty] | 14910 | -8.7075 | 191.4476 | 21.7882 | -4.4118 | 144.9 | 13.0807 | 0
[6 empty] | 14925 | -8.7332 | 191.3119 | 21.8241 | -4.3759 | 144.6876 | 13.091 | 0
[6 empty] | 14940 | -8.7578 | 191.1757 | 21.859 | -4.341 | 144.4769 | 13.1012 | 0
[6 empty] | 14955 | -8.7815 | 191.0392 | 21.893 | -4.307 | 144.2679 | 13.1115 | 0
[6 empty] | 14970 | -8.8042 | 190.9023 | 21.926 | -4.274 | 144.0605 | 13.1218 | 0
[6 empty] | 14985 | -8.8259 | 190.7651 | 21.958 | -4.542 | 143.8547 | 13.1321 | 0
[6 empty] | 15000 | -8.8536 | 190.6275 | 21.996 | -4.504 | 143.636 | 13.1424 | 0
[6 empty] | 15015 | -8.8802 | 190.4894 | 22.0329 | -4.4671 | 143.4191 | 13.1528 | 0
[6 empty] | 15030 | -8.9057 | 190.351 | 22.0688 | -4.4312 | 143.204 | 13.1631 | 0
[6 empty] | 15045 | -8.9302 | 190.2122 | 22.1037 | -4.6963 | 142.9906 | 13.1735 | 0
[6 empty] | 15060 | -8.9605 | 190.073 | 22.1444 | -4.6556 | 142.7645 | 13.1839 | 0
[6 empty] | 15075 | -8.9896 | 189.9333 | 22.1839 | -4.6161 | 142.5403 | 13.1943 | 0
[6 empty] | 15090 | -9.0177 | 189.7931 | 22.2224 | -4.5776 | 142.3181 | 13.2047 | 0
[6 empty] | 15105 | -9.0446 | 189.6526 | 22.2598 | -4.5402 | 142.0976 | 13.2152 | 0
[6 empty] | 15120 | -9.0704 | 189.5116 | 22.2961 | -4.8039 | 141.879 | 13.2256 | 0
[6 empty] | 15135 | -9.102 | 189.3702 | 22.3382 | -4.7618 | 141.6477 | 13.2361 | 0
[6 empty] | 15150 | -9.1324 | 189.2283 | 22.3791 | -4.7209 | 141.4184 | 13.2466 | 0
[6 empty] | 15165 | -9.1617 | 189.0859 | 22.4188 | -4.6812 | 141.1911 | 13.2572 | 0
[6 empty] | 15180 | -9.1898 | 188.9431 | 22.4575 | -4.9425 | 140.9657 | 13.2677 | 0
[6 empty] | 15195 | -9.2236 | 188.7998 | 22.5018 | -4.8982 | 140.7277 | 13.2783 | 0
[6 empty] | 15210 | -9.2561 | 188.656 | 22.5449 | -4.8551 | 140.4918 | 13.2889 | 0
[6 empty] | 15225 | -9.2873 | 188.5117 | 22.5868 | -4.8132 | 140.2581 | 13.2995 | 0
[6 empty] | 15240 | -9.3174 | 188.3669 | 22.6275 | -4.7725 | 140.0263 | 13.3101 | 0
[6 empty] | 15255 | -9.3463 | 188.2217 | 22.6671 | -5.0329 | 139.7965 | 13.3208 | 0
[6 empty] | 15270 | -9.3809 | 188.076 | 22.7124 | -4.9876 | 139.5541 | 13.3315 | 0
[6 empty] | 15285 | -9.4142 | 187.9298 | 22.7563 | -4.9437 | 139.314 | 13.3422 | 0
[6 empty] | 15300 | -9.4462 | 187.783 | 22.799 | -4.901 | 139.0759 | 13.3529 | 0
[6 empty] | 15315 | -9.477 | 187.6357 | 22.8406 | -5.1594 | 138.8399 | 13.3636 | 0
[6 empty] | 15330 | -9.5133 | 187.488 | 22.8877 | -5.1123 | 138.5915 | 13.3744 | 0
[6 empty] | 15345 | -9.5483 | 187.3397 | 22.9335 | -5.0665 | 138.3453 | 13.3852 | 0
[6 empty] | 15360 | -9.582 | 187.1908 | 22.978 | -5.022 | 138.1014 | 13.396 | 0
[6 empty] | 15375 | -9.6145 | 187.0415 | 23.0213 | -5.2787 | 137.8596 | 13.4069 | 0
[6 empty] | 15390 | -9.6524 | 186.8916 | 23.0701 | -5.2299 | 137.6054 | 13.4177 | 0
[6 empty] | 15405 | -9.689 | 186.7411 | 23.1176 | -5.1824 | 137.3536 | 13.4286 | 0
[6 empty] | 15420 | -9.7242 | 186.5901 | 23.1637 | -5.1363 | 137.104 | 13.4395 | 0
[6 empty] | 15435 | -9.758 | 186.4385 | 23.2085 | -5.3915 | 136.8567 | 13.4505 | 0
[6 empty] | 15450 | -9.7974 | 186.2864 | 23.2588 | -5.3412 | 136.5971 | 13.4614 | 0
[6 empty] | 15465 | -9.8353 | 186.1336 | 23.3077 | -5.2923 | 136.3399 | 13.4724 | 0
[6 empty] | 15480 | -9.8718 | 185.9803 | 23.3552 | -5.2448 | 136.0851 | 13.4835 | 0
[6 empty] | 15495 | -9.9069 | 185.8264 | 23.4014 | -5.4986 | 135.8325 | 13.4945 | 0
[6 empty] | 15510 | -9.9475 | 185.672 | 23.453 | -5.447 | 135.5678 | 13.5056 | 0
[6 empty] | 15525 | -9.9865 | 185.5169 | 23.5032 | -5.3968 | 135.3055 | 13.5167 | 0
[6 empty] | 15540 | -10.0242 | 185.3612 | 23.552 | -5.348 | 135.0456 | 13.5278 | 0
[6 empty] | 15555 | -10.0604 | 185.205 | 23.5994 | -5.6006 | 134.7881 | 13.539 | 0
[6 empty] | 15570 | -10.1021 | 185.0481 | 23.6522 | -5.5478 | 134.5184 | 13.5501 | 0
[6 empty] | 15585 | -10.1422 | 184.8906 | 23.7035 | -5.4965 | 134.2513 | 13.5613 | 0
[6 empty] | 15600 | -10.1808 | 184.7325 | 23.7534 | -5.7466 | 133.9866 | 13.5726 | 0
[6 empty] | 15615 | -10.2248 | 184.5738 | 23.8086 | -5.6914 | 133.7099 | 13.5838 | 0
[6 empty] | 15630 | -10.2672 | 184.4144 | 23.8623 | -5.6377 | 133.4359 | 13.5951 | 0
[6 empty] | 15645 | -10.308 | 184.2544 | 23.9145 | -5.5855 | 133.1644 | 13.6065 | 0
[6 empty] | 15660 | -10.3473 | 184.0937 | 23.9651 | -5.8349 | 132.8954 | 13.6178 | 0
[6 empty] | 15675 | -10.3919 | 183.9324 | 24.0211 | -5.7789 | 132.6145 | 13.6292 | 0
[6 empty] | 15690 | -10.4349 | 183.7704 | 24.0756 | -5.7244 | 132.3362 | 13.6406 | 0
[6 empty] | 15705 | -10.4764 | 183.6077 | 24.1284 | -5.6716 | 132.0606 | 13.6521 | 0
[6 empty] | 15720 | -10.5163 | 183.4444 | 24.1798 | -5.8202 | 131.7875 | 13.6635 | 0
[6 empty] | 15735 | -10.5592 | 183.2804 | 24.2343 | -5.7657 | 131.5072 | 13.675 | 0
[6 empty] | 15750 | -10.6006 | 183.1158 | 24.2872 | -5.7128 | 131.2296 | 13.6866 | 0
[6 empty] | 15765 | -10.6405 | 182.9506 | 24.3386 | -5.6614 | 130.9545 | 13.6981 | 0
[6 empty] | 15780 | -10.6788 | 182.7847 | 24.3885 | -5.6115 | 130.6819 | 13.7097 | 0
[6 empty] | 15795 | -10.7158 | 182.6182 | 24.4371 | -5.5629 | 130.4117 | 13.7213 | 0
[6 empty] | 15810 | -10.7514 | 182.4512 | 24.4843 | -5.5157 | 130.1438 | 13.7329 | 0
[6 empty] | 15825 | -10.7856 | 182.2836 | 24.5301 | -4.9699 | 129.8783 | 13.7446 | 0
[6 empty] | 15840 | -10.8072 | 182.1154 | 24.5635 | -4.9365 | 129.6389 | 13.7562 | 0
[6 empty] | 15855 | -10.8279 | 181.9469 | 24.5959 | -4.9041 | 129.4012 | 13.7679 | 0
[6 empty] | 15870 | -10.8478 | 181.7781 | 24.6274 | -4.8726 | 129.1651 | 13.7796 | 0
[6 empty] | 15885 | -10.8668 | 181.609 | 24.6581 | -3.3419 | 128.9305 | 13.7913 | 0
[6 empty] | 15900 | -10.8511 | 181.4396 | 24.6541 | -2.7745 | 128.7696 | 13.803 | 0
[6 empty] | 15915 | -10.8228 | 181.2705 | 24.6374 | -2.7911 | 128.636 | 13.8146 | 0
[6 empty] | 15930 | -10.7952 | 181.1018 | 24.6214 | -2.2358 | 128.5016 | 13.8262 | 0
[6 empty] | 15945 | -10.7552 | 180.9335 | 24.593 | -1.6927 | 128.3939 | 13.8378 | 0
[6 empty] | 15960 | -10.7034 | 180.7658 | 24.5527 | -1.7331 | 128.3124 | 13.8493 | 0
[6 empty] | 15975 | -10.6529 | 180.5989 | 24.5136 | -1.7721 | 128.2289 | 13.8607 | 0
[6 empty] | 15990 | -10.6038 | 180.4329 | 24.4758 | -1.2385 | 128.1436 | 13.872 | 0
[6 empty] | 16005 | -10.543 | 180.2676 | 24.4264 | -1.2879 | 128.084 | 13.8833 | 0
[6 empty] | 16020 | -10.4839 | 180.1032 | 24.3785 | -1.3358 | 128.022 | 13.8945 | 0
[6 empty] | 16035 | -10.4264 | 179.9398 | 24.3321 | -0.81079 | 127.9576 | 13.9056 | 0
[6 empty] | 16050 | -10.3576 | 179.7772 | 24.2743 | -0.8686 | 127.9186 | 13.9167 | 0
[6 empty] | 16065 | -10.2906 | 179.6158 | 24.2183 | -0.9246 | 127.8768 | 13.9276 | 0
[6 empty] | 16080 | -10.2255 | 179.4554 | 24.164 | -0.97885 | 127.8323 | 13.9385 | 0
[6 empty] | 16095 | -10.1622 | 179.2959 | 24.1114 | -0.45998 | 127.7851 | 13.9493 | 0
[6 empty] | 16110 | -10.0877 | 179.1375 | 24.0477 | -0.52377 | 127.763 | 13.96 | 0
[6 empty] | 16125 | -10.0153 | 178.9803 | 23.9859 | -0.58557 | 127.7378 | 13.9706 | 0
[6 empty] | 16140 | -9.9449 | 178.8241 | 23.926 | -0.64545 | 127.7096 | 13.9811 | 0
[6 empty] | 16155 | -9.8764 | 178.6691 | 23.868 | -0.70347 | 127.6785 | 13.9915 | 0
[6 empty] | 16170 | -9.8099 | 178.5151 | 23.8117 | -0.75969 | 127.6446 | 14.0019 | 0
[6 empty] | 16185 | -9.7451 | 178.3622 | 23.7573 | -0.81415 | 127.608 | 14.0121 | 0
[6 empty] | 16200 | -9.6822 | 178.2103 | 23.7045 | -0.29548 | 127.5688 | 14.0223 | 0
[6 empty] | 16215 | -9.6081 | 178.0594 | 23.6405 | -0.35947 | 127.5546 | 14.0324 | 0
[6 empty] | 16230 | -9.5361 | 177.9096 | 23.5785 | -0.42148 | 127.5373 | 14.0424 | 0
[6 empty] | 16245 | -9.4661 | 177.7609 | 23.5184 | -0.48157 | 127.517 | 14.0523 | 0
[6 empty] | 16260 | -9.398 | 177.6133 | 23.4602 | -0.53979 | 127.4938 | 14.0622 | 0
[6 empty] | 16275 | -9.3319 | 177.4668 | 23.4038 | -0.5962 | 127.4678 | 14.0719 | 0
[6 empty] | 16290 | -9.2676 | 177.3214 | 23.3491 | -0.65086 | 127.4391 | 14.0816 | 0
[6 empty] | 16305 | -9.205 | 177.1769 | 23.2962 | -0.70381 | 127.4078 | 14.0912 | 0
[6 empty] | 16320 | -9.1442 | 177.0334 | 23.2449 | -0.18369 | 127.3739 | 14.1007 | 0
[6 empty] | 16335 | -9.0722 | 176.8908 | 23.1823 | -0.24628 | 127.365 | 14.1101 | 0
[6 empty] | 16350 | -9.0022 | 176.7494 | 23.1216 | -0.30692 | 127.3532 | 14.1195 | 0
[6 empty] | 16365 | -8.9341 | 176.6091 | 23.0629 | -0.3657 | 127.3384 | 14.1287 | 0
[6 empty] | 16380 | -8.868 | 176.4698 | 23.0059 | -0.42265 | 127.3208 | 14.1379 | 0
[6 empty] | 16395 | -8.8037 | 176.3316 | 22.9507 | -0.47783 | 127.3004 | 14.147 | 0
[6 empty] | 16410 | -8.7412 | 176.1943 | 22.8973 | -0.5313 | 127.2774 | 14.1561 | 0
[6 empty] | 16425 | -8.6805 | 176.058 | 22.8455 | -0.58311 | 127.2518 | 14.165 | 0
[6 empty] | 16440 | -8.6214 | 175.9227 | 22.7953 | -0.63331 | 127.2238 | 14.1739 | 0
[6 empty] | 16455 | -8.5639 | 175.7883 | 22.7466 | -0.11052 | 127.1933 | 14.1827 | 0
[6 empty] | 16470 | -8.4952 | 175.6548 | 22.6866 | -0.17052 | 127.1879 | 14.1914 | 0
[6 empty] | 16485 | -8.4284 | 175.5224 | 22.6285 | -0.22867 | 127.1797 | 14.2001 | 0
[6 empty] | 16500 | -8.3635 | 175.391 | 22.5721 | -0.28501 | 127.1687 | 14.2087 | 0
[6 empty] | 16515 | -8.3003 | 175.2606 | 22.5175 | -0.33962 | 127.155 | 14.2172 | 0
[6 empty] | 16530 | -8.239 | 175.1312 | 22.4646 | -0.39253 | 127.1386 | 14.2256 | 0
[6 empty] | 16545 | -8.1794 | 175.0028 | 22.4133 | -0.44381 | 127.1197 | 14.234 | 0
[6 empty] | 16560 | -8.1879 | 175 | 22.422 | -0.43511 | 127.0984 | 14.2341 | 8.1879
[6 empty] | 16575 | -8.1977 | 175 | 22.4318 | -0.4253 | 127.0774 | 14.2341 | 8.1977
[6 empty] | 16590 | -8.2073 | 175 | 22.4414 | -0.41571 | 127.0569 | 14.2341 | 8.2073
[6 empty] | 16605 | -8.2167 | 175 | 22.4508 | -0.40634 | 127.0369 | 14.2341 | 8.2167
[6 empty] | 16620 | -8.2258 | 175 | 22.46 | -0.39718 | 127.0174 | 14.2341 | 8.2258
[6 empty] | 16635 | -8.2348 | 175 | 22.4689 | 0.1832 | 126.9982 | 14.2341 | 8.2348
[6 empty] | 16650 | -8.2306 | 175 | 22.4648 | -0.39236 | 127.0071 | 14.2341 | 8.2306
[6 empty] | 16665 | -8.2395 | 175 | 22.4736 | 0.18791 | 126.9882 | 14.2341 | 8.2395
[6 empty] | 16680 | -8.2352 | 175 | 22.4694 | 0.18368 | 126.9972 | 14.2341 | 8.2352
[6 empty] | 16695 | -8.2311 | 175 | 22.4652 | -0.39189 | 127.0061 | 14.2341 | 8.2311
[6 empty] | 16710 | -8.2399 | 175 | 22.4741 | 0.18837 | 126.9872 | 14.2341 | 8.2399
[6 empty] | 16725 | -8.2357 | 175 | 22.4698 | 0.18412 | 126.9963 | 14.2341 | 8.2357
[6 empty] | 16740 | -8.2315 | 175 | 22.4657 | -0.39146 | 127.0051 | 14.2341 | 8.2315
[6 empty] | 16755 | -8.2404 | 175 | 22.4745 | 0.1888 | 126.9863 | 14.2341 | 8.2404
[6 empty] | 16770 | -8.2361 | 175 | 22.4703 | 0.18454 | 126.9954 | 14.2341 | 8.2361
[6 empty] | 16785 | -8.2319 | 175 | 22.4661 | -0.39105 | 127.0043 | 14.2341 | 8.2319
[6 empty] | 16800 | -8.2408 | 175 | 22.4749 | 0.1892 | 126.9854 | 14.2341 | 8.2408
[6 empty] | 16815 | -8.2365 | 175 | 22.4706 | 0.18493 | 126.9945 | 14.2341 | 8.2365
[6 empty] | 16830 | -8.2323 | 175 | 22.4665 | -0.39067 | 127.0034 | 14.2341 | 8.2323
[6 empty] | 16845 | -8.2411 | 175 | 22.4753 | 0.18957 | 126.9846 | 14.2341 | 8.2411
[6 empty] | 16860 | -8.2369 | 175 | 22.471 | 0.1853 | 126.9938 | 14.2341 | 8.2369
[6 empty] | 16875 | -8.2327 | 175 | 22.4668 | -0.39031 | 127.0027 | 14.2341 | 8.2327
[6 empty] | 16890 | -8.2415 | 175 | 22.4756 | 0.18992 | 126.9839 | 14.2341 | 8.2415
[6 empty] | 16905 | -8.2372 | 175 | 22.4713 | 0.18564 | 126.993 | 14.2341 | 8.2372
[6 empty] | 16920 | -8.233 | 175 | 22.4672 | -0.38998 | 127.002 | 14.2341 | 8.233
[6 empty] | 16935 | -8.2418 | 175 | 22.476 | 0.19024 | 126.9832 | 14.2341 | 8.2418
[6 empty] | 16950 | -8.2375 | 175 | 22.4717 | 0.18595 | 126.9923 | 14.2341 | 8.2375
[6 empty] | 16965 | -8.2333 | 175 | 22.4675 | -0.38967 | 127.0013 | 14.2341 | 8.2333
[6 empty] | 16980 | -8.2421 | 175 | 22.4763 | 0.19054 | 126.9825 | 14.2341 | 8.2421
[6 empty] | 16995 | -8.2378 | 175 | 22.472 | 0.18625 | 126.9917 | 14.2341 | 8.2378
[6 empty] | 17010 | -8.2336 | 175 | 22.4678 | -0.38938 | 127.0007 | 14.2341 | 8.2336
[6 empty] | 17025 | -8.2424 | 175 | 22.4765 | 0.19083 | 126.9819 | 14.2341 | 8.2424
[6 empty] | 17040 | -8.2381 | 175 | 22.4722 | 0.18653 | 126.9911 | 14.2341 | 8.2381
[6 empty] | 17055 | -8.2339 | 175 | 22.468 | -0.38911 | 127.0001 | 14.2341 | 8.2339
[6 empty] | 17070 | -8.2427 | 175 | 22.4768 | 0.19109 | 126.9814 | 14.2341 | 8.2427
[6 empty] | 17085 | -8.2384 | 175 | 22.4725 | 0.18679 | 126.9906 | 14.2341 | 8.2384
[6 empty] | 17100 | -8.2341 | 175 | 22.4683 | 0.18258 | 126.9996 | 14.2341 | 8.2341
[6 empty] | 17115 | -8.23 | 175 | 22.4642 | -0.39297 | 127.0084 | 14.2341 | 8.23
[6 empty] | 17130 | -8.2389 | 175 | 22.473 | 0.18732 | 126.9894 | 14.2341 | 8.2389
[6 empty] | 17145 | -8.2347 | 175 | 22.4688 | 0.1831 | 126.9985 | 14.2341 | 8.2347
[6 empty] | 17160 | -8.2305 | 175 | 22.4647 | -0.39246 | 127.0073 | 14.2341 | 8.2305
[6 empty] | 17175 | -8.2394 | 175 | 22.4735 | 0.18782 | 126.9884 | 14.2341 | 8.2394
[6 empty] | 17190 | -8.2351 | 175 | 22.4693 | 0.18358 | 126.9974 | 14.2341 | 8.2351
[6 empty] | 17205 | -8.231 | 175 | 22.4652 | -0.39198 | 127.0063 | 14.2341 | 8.231
[6 empty] | 17220 | -8.2398 | 175 | 22.474 | 0.18828 | 126.9874 | 14.2341 | 8.2398
[6 empty] | 17235 | -8.2356 | 175 | 22.4697 | 0.18404 | 126.9964 | 14.2341 | 8.2356
[6 empty] | 17250 | -8.2315 | 175 | 22.4656 | -0.39154 | 127.0053 | 14.2341 | 8.2315
[6 empty] | 17265 | -8.2403 | 175 | 22.4744 | 0.18871 | 126.9865 | 14.2341 | 8.2403
[6 empty] | 17280 | -8.236 | 175 | 22.4702 | 0.18446 | 126.9955 | 14.2341 | 8.236
[6 empty] | 17295 | -8.2319 | 175 | 22.466 | -0.39113 | 127.0044 | 14.2341 | 8.2319
[6 empty] | 17310 | -8.2407 | 175 | 22.4748 | 0.18912 | 126.9856 | 14.2341 | 8.2407
[6 empty] | 17325 | -8.2364 | 175 | 22.4706 | 0.18485 | 126.9947 | 14.2341 | 8.2364
[6 empty] | 17340 | -8.2323 | 175 | 22.4664 | -0.39074 | 127.0036 | 14.2341 | 8.2323
[6 empty] | 17355 | -8.2411 | 175 | 22.4752 | 0.1895 | 126.9848 | 14.2341 | 8.2411
[6 empty] | 17370 | -8.2368 | 175 | 22.4709 | 0.18522 | 126.9939 | 14.2341 | 8.2368
[6 empty] | 17385 | -8.2326 | 175 | 22.4668 | -0.39038 | 127.0028 | 14.2341 | 8.2326
[6 empty] | 17400 | -8.2414 | 175 | 22.4756 | 0.18985 | 126.984 | 14.2341 | 8.2414
[6 empty] | 17415 | -8.2371 | 175 | 22.4713 | 0.18557 | 126.9932 | 14.2341 | 8.2371
[6 empty] | 17430 | -8.233 | 175 | 22.4671 | -0.39004 | 127.0021 | 14.2341 | 8.233
[6 empty] | 17445 | -8.2417 | 175 | 22.4759 | 0.19018 | 126.9833 | 14.2341 | 8.2417
[6 empty] | 17460 | -8.2375 | 175 | 22.4716 | 0.18589 | 126.9925 | 14.2341 | 8.2375
[6 empty] | 17475 | -8.2333 | 175 | 22.4674 | -0.38973 | 127.0014 | 14.2341 | 8.2333
[6 empty] | 17490 | -8.2421 | 175 | 22.4762 | 0.19049 | 126.9827 | 14.2341 | 8.2421
[6 empty] | 17505 | -8.2378 | 175 | 22.4719 | 0.18619 | 126.9918 | 14.2341 | 8.2378
[6 empty] | 17520 | -8.2336 | 175 | 22.4677 | -0.38943 | 127.0008 | 14.2341 | 8.2336
[6 empty] | 17535 | -8.2423 | 175 | 22.4765 | 0.19077 | 126.982 | 14.2341 | 8.2423
[6 empty] | 17550 | -8.238 | 175 | 22.4722 | 0.18647 | 126.9912 | 14.2341 | 8.238
[6 empty] | 17565 | -8.2338 | 175 | 22.468 | -0.38916 | 127.0002 | 14.2341 | 8.2338
[6 empty] | 17580 | -8.2426 | 175 | 22.4768 | 0.19104 | 126.9815 | 14.2341 | 8.2426
[6 empty] | 17595 | -8.2383 | 175 | 22.4724 | 0.18674 | 126.9907 | 14.2341 | 8.2383
[6 empty] | 17610 | -8.2341 | 175 | 22.4682 | 0.18253 | 126.9997 | 14.2341 | 8.2341
[6 empty] | 17625 | -8.23 | 175 | 22.4641 | -0.39302 | 127.0085 | 14.2341 | 8.23
[6 empty] | 17640 | -8.2388 | 175 | 22.473 | 0.18727 | 126.9895 | 14.2341 | 8.2388
[6 empty] | 17655 | -8.2346 | 175 | 22.4688 | 0.18305 | 126.9985 | 14.2341 | 8.2346
[6 empty] | 17670 | -8.2305 | 175 | 22.4646 | -0.3925 | 127.0074 | 14.2341 | 8.2305
[6 empty] | 17685 | -8.2393 | 175 | 22.4735 | 0.18777 | 126.9885 | 14.2341 | 8.2393
[6 empty] | 17700 | -8.2351 | 175 | 22.4693 | 0.18354 | 126.9975 | 14.2341 | 8.2351
[6 empty] | 17715 | -8.231 | 175 | 22.4651 | -0.39203 | 127.0063 | 14.2341 | 8.231
[6 empty] | 17730 | -8.2398 | 175 | 22.474 | 0.18824 | 126.9875 | 14.2341 | 8.2398
[6 empty] | 17745 | -8.2356 | 175 | 22.4697 | 0.184 | 126.9965 | 14.2341 | 8.2356
[6 empty] | 17760 | -8.2314 | 175 | 22.4656 | -0.39158 | 127.0054 | 14.2341 | 8.2314
[6 empty] | 17775 | -8.2402 | 175 | 22.4744 | 0.18867 | 126.9865 | 14.2341 | 8.2402
[6 empty] | 17790 | -8.236 | 175 | 22.4701 | 0.18442 | 126.9956 | 14.2341 | 8.236
[6 empty] | 17805 | -8.2318 | 175 | 22.466 | -0.39116 | 127.0045 | 14.2341 | 8.2318
[6 empty] | 17820 | -8.2406 | 175 | 22.4748 | 0.18908 | 126.9857 | 14.2341 | 8.2406
[6 empty] | 17835 | -8.2364 | 175 | 22.4705 | 0.18482 | 126.9948 | 14.2341 | 8.2364
[6 empty] | 17850 | -8.2322 | 175 | 22.4664 | -0.39077 | 127.0037 | 14.2341 | 8.2322
[6 empty] | 17865 | -8.241 | 175 | 22.4752 | 0.18946 | 126.9849 | 14.2341 | 8.241
[6 empty] | 17880 | -8.2368 | 175 | 22.4709 | 0.18519 | 126.994 | 14.2341 | 8.2368
[6 empty] | 17895 | -8.2326 | 175 | 22.4667 | -0.39041 | 127.0029 | 14.2341 | 8.2326
[6 empty] | 17910 | -8.2414 | 175 | 22.4755 | 0.18982 | 126.9841 | 14.2341 | 8.2414
[6 empty] | 17925 | -8.2371 | 175 | 22.4713 | 0.18554 | 126.9932 | 14.2341 | 8.2371
[6 empty] | 17940 | -8.2329 | 175 | 22.4671 | -0.39007 | 127.0022 | 14.2341 | 8.2329
[6 empty] | 17955 | -8.2417 | 175 | 22.4759 | 0.19015 | 126.9834 | 14.2341 | 8.2417
[6 empty] | 17970 | -8.2374 | 175 | 22.4716 | 0.18586 | 126.9925 | 14.2341 | 8.2374
[6 empty] | 17985 | -8.2332 | 175 | 22.4674 | -0.38976 | 127.0015 | 14.2341 | 8.2332
[6 empty] | 18000 | -8.242 | 175 | 22.4762 | 0.19046 | 126.9827 | 14.2341 | 8.242
[6 empty] | 18015 | -8.2377 | 175 | 22.4719 | 0.18617 | 126.9919 | 14.2341 | 8.2377
[6 empty] | 18030 | -8.2335 | 175 | 22.4677 | -0.38946 | 127.0009 | 14.2341 | 8.2335
[6 empty] | 18045 | -8.2423 | 175 | 22.4765 | 0.19075 | 126.9821 | 14.2341 | 8.2423
[6 empty] | 18060 | -8.238 | 175 | 22.4722 | 0.18645 | 126.9913 | 14.2341 | 8.238
[6 empty] | 18075 | -8.2338 | 175 | 22.468 | -0.38918 | 127.0003 | 14.2341 | 8.2338
[6 empty] | 18090 | -8.2426 | 175 | 22.4767 | 0.19102 | 126.9815 | 14.2341 | 8.2426
[6 empty] | 18105 | -8.2383 | 175 | 22.4724 | 0.18671 | 126.9907 | 14.2341 | 8.2383
[6 empty] | 18120 | -8.2341 | 175 | 22.4682 | 0.1825 | 126.9997 | 14.2341 | 8.2341
[6 empty] | 18135 | -8.23 | 175 | 22.4641 | -0.39304 | 127.0085 | 14.2341 | 8.23
[6 empty] | 18150 | -8.2388 | 175 | 22.473 | 0.18725 | 126.9896 | 14.2341 | 8.2388
[6 empty] | 18165 | -8.2346 | 175 | 22.4687 | 0.18303 | 126.9986 | 14.2341 | 8.2346
[6 empty] | 18180 | -8.2305 | 175 | 22.4646 | -0.39253 | 127.0074 | 14.2341 | 8.2305
[6 empty] | 18195 | -8.2393 | 175 | 22.4735 | 0.18775 | 126.9885 | 14.2341 | 8.2393
[6 empty] | 18210 | -8.2351 | 175 | 22.4692 | 0.18352 | 126.9975 | 14.2341 | 8.2351
[6 empty] | 18225 | -8.2309 | 175 | 22.4651 | -0.39205 | 127.0064 | 14.2341 | 8.2309
[6 empty] | 18240 | -8.2398 | 175 | 22.4739 | 0.18822 | 126.9875 | 14.2341 | 8.2398
[6 empty] | 18255 | -8.2355 | 175 | 22.4697 | 0.18398 | 126.9966 | 14.2341 | 8.2355
[6 empty] | 18270 | -8.2314 | 175 | 22.4655 | -0.3916 | 127.0054 | 14.2341 | 8.2314
[6 empty] | 18285 | -8.2402 | 175 | 22.4744 | 0.18866 | 126.9866 | 14.2341 | 8.2402
[6 empty] | 18300 | -8.236 | 175 | 22.4701 | 0.1844 | 126.9957 | 14.2341 | 8.236
[6 empty] | 18315 | -8.2318 | 175 | 22.466 | -0.39118 | 127.0045 | 14.2341 | 8.2318
[6 empty] | 18330 | -8.2406 | 175 | 22.4748 | 0.18906 | 126.9857 | 14.2341 | 8.2406
[6 empty] | 18345 | -8.2364 | 175 | 22.4705 | 0.1848 | 126.9948 | 14.2341 | 8.2364
[6 empty] | 18360 | -8.2322 | 175 | 22.4664 | -0.39079 | 127.0037 | 14.2341 | 8.2322
[6 empty] | 18375 | -8.241 | 175 | 22.4752 | 0.18945 | 126.9849 | 14.2341 | 8.241
[6 empty] | 18390 | -8.2367 | 175 | 22.4709 | 0.18518 | 126.994 | 14.2341 | 8.2367
[6 empty] | 18405 | -8.2326 | 175 | 22.4667 | -0.39043 | 127.0029 | 14.2341 | 8.2326
[6 empty] | 18420 | -8.2414 | 175 | 22.4755 | 0.1898 | 126.9841 | 14.2341 | 8.2414
[6 empty] | 18435 | -8.2371 | 175 | 22.4712 | 0.18552 | 126.9933 | 14.2341 | 8.2371
[6 empty] | 18450 | -8.2329 | 175 | 22.4671 | -0.39009 | 127.0022 | 14.2341 | 8.2329
[6 empty] | 18465 | -8.2417 | 175 | 22.4758 | 0.19013 | 126.9834 | 14.2341 | 8.2417
[6 empty] | 18480 | -8.2374 | 175 | 22.4716 | 0.18585 | 126.9926 | 14.2341 | 8.2374
[6 empty] | 18495 | -8.2332 | 175 | 22.4674 | -0.38977 | 127.0015 | 14.2341 | 8.2332
[6 empty] | 18510 | -8.242 | 175 | 22.4762 | 0.19045 | 126.9827 | 14.2341 | 8.242
[6 empty] | 18525 | -8.2377 | 175 | 22.4719 | 0.18615 | 126.9919 | 14.2341 | 8.2377
[6 empty] | 18540 | -8.2335 | 175 | 22.4677 | -0.38947 | 127.0009 | 14.2341 | 8.2335
[6 empty] | 18555 | -8.2423 | 175 | 22.4765 | 0.19074 | 126.9821 | 14.2341 | 8.2423
[6 empty] | 18570 | -8.238 | 175 | 22.4722 | 0.18644 | 126.9913 | 14.2341 | 8.238
[6 empty] | 18585 | -8.2338 | 175 | 22.4679 | -0.38919 | 127.0003 | 14.2341 | 8.2338
[6 empty] | 18600 | -8.2426 | 175 | 22.4767 | 0.19101 | 126.9816 | 14.2341 | 8.2426
[6 empty] | 18615 | -8.2383 | 175 | 22.4724 | 0.1867 | 126.9907 | 14.2341 | 8.2383
[6 empty] | 18630 | -8.2341 | 175 | 22.4682 | 0.18249 | 126.9997 | 14.2341 | 8.2341
[6 empty] | 18645 | -8.2299 | 175 | 22.4641 | -0.39305 | 127.0085 | 14.2341 | 8.2299
[6 empty] | 18660 | -8.2388 | 175 | 22.473 | 0.18724 | 126.9896 | 14.2341 | 8.2388
[6 empty] | 18675 | -8.2346 | 175 | 22.4687 | 0.18302 | 126.9986 | 14.2341 | 8.2346
[6 empty] | 18690 | -8.2305 | 175 | 22.4646 | -0.39253 | 127.0074 | 14.2341 | 8.2305
[6 empty] | 18705 | -8.2393 | 175 | 22.4735 | 0.18774 | 126.9885 | 14.2341 | 8.2393
[6 empty] | 18720 | -8.2351 | 175 | 22.4692 | 0.18351 | 126.9976 | 14.2341 | 8.2351
[6 empty] | 18735 | -8.2309 | 175 | 22.4651 | -0.39205 | 127.0064 | 14.2341 | 8.2309
[6 empty] | 18750 | -8.2398 | 175 | 22.4739 | 0.18821 | 126.9875 | 14.2341 | 8.2398
[6 empty] | 18765 | -8.2355 | 175 | 22.4697 | 0.18397 | 126.9966 | 14.2341 | 8.2355
[6 empty] | 18780 | -8.2314 | 175 | 22.4655 | -0.39161 | 127.0054 | 14.2341 | 8.2314
[6 empty] | 18795 | -8.2402 | 175 | 22.4744 | 0.18865 | 126.9866 | 14.2341 | 8.2402
[6 empty] | 18810 | -8.236 | 175 | 22.4701 | 0.1844 | 126.9957 | 14.2341 | 8.236
[6 empty] | 18825 | -8.2318 | 175 | 22.466 | -0.39119 | 127.0046 | 14.2341 | 8.2318
[6 empty] | 18840 | -8.2406 | 175 | 22.4748 | 0.18906 | 126.9857 | 14.2341 | 8.2406
[6 empty] | 18855 | -8.2364 | 175 | 22.4705 | 0.1848 | 126.9948 | 14.2341 | 8.2364
[6 empty] | 18870 | -8.2322 | 175 | 22.4663 | -0.3908 | 127.0037 | 14.2341 | 8.2322
[6 empty] | 18885 | -8.241 | 175 | 22.4752 | 0.18944 | 126.9849 | 14.2341 | 8.241
[6 empty] | 18900 | -8.2367 | 175 | 22.4709 | 0.18517 | 126.994 | 14.2341 | 8.2367
[6 empty] | 18915 | -8.2326 | 175 | 22.4667 | -0.39043 | 127.0029 | 14.2341 | 8.2326
[6 empty] | 18930 | -8.2414 | 175 | 22.4755 | 0.1898 | 126.9841 | 14.2341 | 8.2414
[6 empty] | 18945 | -8.2371 | 175 | 22.4712 | 0.18552 | 126.9933 | 14.2341 | 8.2371
[6 empty] | 18960 | -8.2329 | 175 | 22.4671 | -0.39009 | 127.0022 | 14.2341 | 8.2329
[6 empty] | 18975 | -8.2417 | 175 | 22.4758 | 0.19013 | 126.9834 | 14.2341 | 8.2417
[6 empty] | 18990 | -8.2374 | 175 | 22.4716 | 0.18584 | 126.9926 | 14.2341 | 8.2374
[6 empty] | 19005 | -8.2332 | 175 | 22.4674 | -0.38977 | 127.0015 | 14.2341 | 8.2332
[6 empty] | 19020 | -8.242 | 175 | 22.4762 | 0.19044 | 126.9828 | 14.2341 | 8.242
[6 empty] | 19035 | -8.2377 | 175 | 22.4719 | 0.18615 | 126.9919 | 14.2341 | 8.2377
[6 empty] | 19050 | -8.2335 | 175 | 22.4677 | -0.38948 | 127.0009 | 14.2341 | 8.2335
[6 empty] | 19065 | -8.2423 | 175 | 22.4764 | 0.19073 | 126.9821 | 14.2341 | 8.2423
[6 empty] | 19080 | -8.238 | 175 | 22.4721 | 0.18643 | 126.9913 | 14.2341 | 8.238
[6 empty] | 19095 | -8.2338 | 175 | 22.4679 | -0.3892 | 127.0003 | 14.2341 | 8.2338
[6 empty] | 19110 | -8.2426 | 175 | 22.4767 | 0.191 | 126.9816 | 14.2341 | 8.2426
[6 empty] | 19125 | -8.2383 | 175 | 22.4724 | 0.1867 | 126.9908 | 14.2341 | 8.2383
[6 empty] | 19140 | -8.2341 | 175 | 22.4682 | 0.18249 | 126.9997 | 14.2341 | 8.2341
[6 empty] | 19155 | -8.2299 | 175 | 22.4641 | -0.39305 | 127.0085 | 14.2341 | 8.2299
[6 empty] | 19170 | -8.2388 | 175 | 22.4729 | 0.18723 | 126.9896 | 14.2341 | 8.2388
[6 empty] | 19185 | -8.2346 | 175 | 22.4687 | 0.18301 | 126.9986 | 14.2341 | 8.2346
[6 empty] | 19200 | -8.2305 | 175 | 22.4646 | -0.39254 | 127.0074 | 14.2341 | 8.2305
[6 empty] | 19215 | -8.2393 | 175 | 22.4735 | 0.18774 | 126.9885 | 14.2341 | 8.2393
[6 empty] | 19230 | -8.2351 | 175 | 22.4692 | 0.18351 | 126.9976 | 14.2341 | 8.2351
[6 empty] | 19245 | -8.2309 | 175 | 22.4651 | -0.39206 | 127.0064 | 14.2341 | 8.2309
[6 empty] | 19260 | -8.2398 | 175 | 22.4739 | 0.18821 | 126.9875 | 14.2341 | 8.2398
[6 empty] | 19275 | -8.2355 | 175 | 22.4697 | 0.18396 | 126.9966 | 14.2341 | 8.2355
[6 empty] | 19290 | -8.2314 | 175 | 22.4655 | -0.39161 | 127.0055 | 14.2341 | 8.2314
[6 empty] | 19305 | -8.2402 | 175 | 22.4744 | 0.18864 | 126.9866 | 14.2341 | 8.2402
[6 empty] | 19320 | -8.236 | 175 | 22.4701 | 0.18439 | 126.9957 | 14.2341 | 8.236
[6 empty] | 19335 | -8.2318 | 175 | 22.466 | -0.39119 | 127.0046 | 14.2341 | 8.2318
[6 empty] | 19350 | -8.2406 | 175 | 22.4748 | 0.18905 | 126.9857 | 14.2341 | 8.2406
[6 empty] | 19365 | -8.2364 | 175 | 22.4705 | 0.18479 | 126.9948 | 14.2341 | 8.2364
[6 empty] | 19380 | -8.2322 | 175 | 22.4663 | -0.3908 | 127.0037 | 14.2341 | 8.2322
[6 empty] | 19395 | -8.241 | 175 | 22.4752 | 0.18944 | 126.9849 | 14.2341 | 8.241
[6 empty] | 19410 | -8.2367 | 175 | 22.4709 | 0.18517 | 126.994 | 14.2341 | 8.2367
[6 empty] | 19425 | -8.2326 | 175 | 22.4667 | -0.39044 | 127.0029 | 14.2341 | 8.2326
[6 empty] | 19440 | -8.2414 | 175 | 22.4755 | 0.18979 | 126.9841 | 14.2341 | 8.2414
[6 empty] | 19455 | -8.2371 | 175 | 22.4712 | 0.18551 | 126.9933 | 14.2341 | 8.2371
[6 empty] | 19470 | -8.2329 | 175 | 22.467 | -0.3901 | 127.0022 | 14.2341 | 8.2329
[6 empty] | 19485 | -8.2417 | 175 | 22.4758 | 0.19013 | 126.9834 | 14.2341 | 8.2417
[6 empty] | 19500 | -8.2374 | 175 | 22.4716 | 0.18584 | 126.9926 | 14.2341 | 8.2374
[6 empty] | 19515 | -8.2332 | 175 | 22.4674 | -0.38978 | 127.0015 | 14.2341 | 8.2332
[6 empty] | 19530 | -8.242 | 175 | 22.4762 | 0.19044 | 126.9828 | 14.2341 | 8.242
[6 empty] | 19545 | -8.2377 | 175 | 22.4719 | 0.18614 | 126.9919 | 14.2341 | 8.2377
[6 empty] | 19560 | -8.2335 | 175 | 22.4677 | -0.38948 | 127.0009 | 14.2341 | 8.2335
[6 empty] | 19575 | -8.2423 | 175 | 22.4764 | 0.19073 | 126.9821 | 14.2341 | 8.2423
[6 empty] | 19590 | -8.238 | 175 | 22.4721 | 0.18643 | 126.9913 | 14.2341 | 8.238
[6 empty] | 19605 | -8.2338 | 175 | 22.4679 | -0.3892 | 127.0003 | 14.2341 | 8.2338
[6 empty] | 19620 | -8.2426 | 175 | 22.4767 | 0.191 | 126.9816 | 14.2341 | 8.2426
[6 empty] | 19635 | -8.2383 | 175 | 22.4724 | 0.18669 | 126.9908 | 14.2341 | 8.2383
[6 empty] | 19650 | -8.2341 | 175 | 22.4682 | 0.18249 | 126.9998 | 14.2341 | 8.2341
[6 empty] | 19665 | -8.2299 | 175 | 22.4641 | -0.39306 | 127.0085 | 14.2341 | 8.2299
[6 empty] | 19680 | -8.2388 | 175 | 22.4729 | 0.18723 | 126.9896 | 14.2341 | 8.2388
[6 empty] | 19695 | -8.2346 | 175 | 22.4687 | 0.18301 | 126.9986 | 14.2341 | 8.2346
[6 empty] | 19710 | -8.2305 | 175 | 22.4646 | -0.39254 | 127.0074 | 14.2341 | 8.2305
[6 empty] | 19725 | -8.2393 | 175 | 22.4734 | 0.18774 | 126.9885 | 14.2341 | 8.2393
[6 empty] | 19740 | -8.2351 | 175 | 22.4692 | 0.1835 | 126.9976 | 14.2341 | 8.2351
[6 empty] | 19755 | -8.2309 | 175 | 22.4651 | -0.39206 | 127.0064 | 14.2341 | 8.2309
[6 empty] | 19770 | -8.2398 | 175 | 22.4739 | 0.1882 | 126.9875 | 14.2341 | 8.2398
[6 empty] | 19785 | -8.2355 | 175 | 22.4697 | 0.18396 | 126.9966 | 14.2341 | 8.2355
[6 empty] | 19800 | -8.2314 | 175 | 22.4655 | -0.39161 | 127.0055 | 14.2341 | 8.2314
[6 empty] | 19815 | -8.2402 | 175 | 22.4744 | 0.18864 | 126.9866 | 14.2341 | 8.2402
[6 empty] | 19830 | -8.236 | 175 | 22.4701 | 0.18439 | 126.9957 | 14.2341 | 8.236
[6 empty] | 19845 | -8.2318 | 175 | 22.4659 | -0.39119 | 127.0046 | 14.2341 | 8.2318
[6 empty] | 19860 | -8.2406 | 175 | 22.4748 | 0.18905 | 126.9857 | 14.2341 | 8.2406
[6 empty] | 19875 | -8.2364 | 175 | 22.4705 | 0.18479 | 126.9948 | 14.2341 | 8.2364
[6 empty] | 19890 | -8.2322 | 175 | 22.4663 | -0.3908 | 127.0037 | 14.2341 | 8.2322
[6 empty] | 19905 | -8.241 | 175 | 22.4751 | 0.18943 | 126.9849 | 14.2341 | 8.241
[6 empty] | 19920 | -8.2367 | 175 | 22.4709 | 0.18516 | 126.994 | 14.2341 | 8.2367
[6 empty] | 19935 | -8.2326 | 175 | 22.4667 | -0.39044 | 127.0029 | 14.2341 | 8.2326
[6 empty] | 19950 | -8.2414 | 175 | 22.4755 | 0.18979 | 126.9841 | 14.2341 | 8.2414
[6 empty] | 19965 | -8.2371 | 175 | 22.4712 | 0.18551 | 126.9933 | 14.2341 | 8.2371
[6 empty] | 19980 | -8.2329 | 175 | 22.467 | -0.3901 | 127.0022 | 14.2341 | 8.2329
[6 empty] | 19995 | -8.2417 | 175 | 22.4758 | 0.19012 | 126.9834 | 14.2341 | 8.2417
[6 empty] | 20010 | -8.2374 | 175 | 22.4716 | 0.18584 | 126.9926 | 14.2341 | 8.2374
[6 empty] | 20025 | -8.2332 | 175 | 22.4674 | -0.38978 | 127.0015 | 14.2341 | 8.2332
[6 empty] | 20040 | -8.242 | 175 | 22.4762 | 0.19044 | 126.9828 | 14.2341 | 8.242
[6 empty] | 20055 | -8.2377 | 175 | 22.4719 | 0.18614 | 126.9919 | 14.2341 | 8.2377
[6 empty] | 20070 | -8.2335 | 175 | 22.4677 | -0.38948 | 127.0009 | 14.2341 | 8.2335
[6 empty] | 20085 | -8.2423 | 175 | 22.4764 | 0.19073 | 126.9821 | 14.2341 | 8.2423
[6 empty] | 20100 | -8.238 | 175 | 22.4721 | 0.18643 | 126.9913 | 14.2341 | 8.238
[6 empty] | 20115 | -8.2338 | 175 | 22.4679 | -0.3892 | 127.0003 | 14.2341 | 8.2338
[6 empty] | 20130 | -8.2426 | 175 | 22.4767 | 0.191 | 126.9816 | 14.2341 | 8.2426
[6 empty] | 20145 | -8.2383 | 175 | 22.4724 | 0.18669 | 126.9908 | 14.2341 | 8.2383
[6 empty] | 20160 | -8.2341 | 175 | 22.4682 | 0.18249 | 126.9998 | 14.2341 | 8.2341
[6 empty] | 20175 | -8.2299 | 175 | 22.4641 | -0.39306 | 127.0085 | 14.2341 | 8.2299
[6 empty] | 20190 | -8.2388 | 175 | 22.4729 | 0.18723 | 126.9896 | 14.2341 | 8.2388
[6 empty] | 20205 | -8.2346 | 175 | 22.4687 | 0.18301 | 126.9986 | 14.2341 | 8.2346
[6 empty] | 20220 | -8.2305 | 175 | 22.4646 | -0.39254 | 127.0074 | 14.2341 | 8.2305
[6 empty] | 20235 | -8.2393 | 175 | 22.4734 | 0.18773 | 126.9885 | 14.2341 | 8.2393
[6 empty] | 20250 | -8.2351 | 175 | 22.4692 | 0.1835 | 126.9976 | 14.2341 | 8.2351
[6 empty] | 20265 | -8.2309 | 175 | 22.4651 | -0.39206 | 127.0064 | 14.2341 | 8.2309
[6 empty] | 20280 | -8.2398 | 175 | 22.4739 | 0.1882 | 126.9875 | 14.2341 | 8.2398
[6 empty] | 20295 | -8.2355 | 175 | 22.4697 | 0.18396 | 126.9966 | 14.2341 | 8.2355
[6 empty] | 20310 | -8.2314 | 175 | 22.4655 | -0.39161 | 127.0055 | 14.2341 | 8.2314
[6 empty] | 20325 | -8.2402 | 175 | 22.4744 | 0.18864 | 126.9866 | 14.2341 | 8.2402
[6 empty] | 20340 | -8.236 | 175 | 22.4701 | 0.18439 | 126.9957 | 14.2341 | 8.236
[6 empty] | 20355 | -8.2318 | 175 | 22.4659 | -0.39119 | 127.0046 | 14.2341 | 8.2318
[6 empty] | 20370 | -8.2406 | 175 | 22.4748 | 0.18905 | 126.9857 | 14.2341 | 8.2406
[6 empty] | 20385 | -8.2364 | 175 | 22.4705 | 0.18479 | 126.9948 | 14.2341 | 8.2364
[6 empty] | 20400 | -8.2322 | 175 | 22.4663 | -0.3908 | 127.0037 | 14.2341 | 8.2322
[6 empty] | 20415 | -8.241 | 175 | 22.4751 | 0.18943 | 126.9849 | 14.2341 | 8.241
[6 empty] | 20430 | -8.2367 | 175 | 22.4709 | 0.18516 | 126.994 | 14.2341 | 8.2367
[6 empty] | 20445 | -8.2326 | 175 | 22.4667 | -0.39044 | 127.0029 | 14.2341 | 8.2326
[6 empty] | 20460 | -8.2414 | 175 | 22.4755 | 0.18979 | 126.9841 | 14.2341 | 8.2414
[6 empty] | 20475 | -8.2371 | 175 | 22.4712 | 0.18551 | 126.9933 | 14.2341 | 8.2371
[6 empty] | 20490 | -8.2329 | 175 | 22.467 | -0.3901 | 127.0022 | 14.2341 | 8.2329
[6 empty] | 20505 | -8.2417 | 175 | 22.4758 | 0.19012 | 126.9834 | 14.2341 | 8.2417
[6 empty] | 20520 | -8.2374 | 175 | 22.4716 | 0.18584 | 126.9926 | 14.2341 | 8.2374
[6 empty] | 20535 | -8.2332 | 175 | 22.4674 | -0.38978 | 127.0015 | 14.2341 | 8.2332
[6 empty] | 20550 | -8.242 | 175 | 22.4761 | 0.19044 | 126.9828 | 14.2341 | 8.242
[6 empty] | 20565 | -8.2377 | 175 | 22.4719 | 0.18614 | 126.9919 | 14.2341 | 8.2377
[6 empty] | 20580 | -8.2335 | 175 | 22.4677 | -0.38948 | 127.0009 | 14.2341 | 8.2335
[6 empty] | 20595 | -8.2423 | 175 | 22.4764 | 0.19073 | 126.9821 | 14.2341 | 8.2423
[6 empty] | 20610 | -8.238 | 175 | 22.4721 | 0.18643 | 126.9913 | 14.2341 | 8.238
[6 empty] | 20625 | -8.2338 | 175 | 22.4679 | -0.3892 | 127.0003 | 14.2341 | 8.2338
[6 empty] | 20640 | -8.2426 | 175 | 22.4767 | 0.191 | 126.9816 | 14.2341 | 8.2426
[6 empty] | 20655 | -8.2383 | 175 | 22.4724 | 0.18669 | 126.9908 | 14.2341 | 8.2383
[6 empty] | 20670 | -8.2341 | 175 | 22.4682 | 0.18248 | 126.9998 | 14.2341 | 8.2341
[6 empty] | 20685 | -8.2299 | 175 | 22.4641 | -0.39306 | 127.0085 | 14.2341 | 8.2299
[6 empty] | 20700 | -8.2388 | 175 | 22.4729 | 0.18723 | 126.9896 | 14.2341 | 8.2388
[6 empty] | 20715 | -8.2346 | 175 | 22.4687 | 0.18301 | 126.9986 | 14.2341 | 8.2346
[6 empty] | 20730 | -8.2305 | 175 | 22.4646 | -0.39254 | 127.0074 | 14.2341 | 8.2305
[6 empty] | 20745 | -8.2393 | 175 | 22.4734 | 0.18773 | 126.9885 | 14.2341 | 8.2393
[6 empty] | 20760 | -8.2351 | 175 | 22.4692 | 0.1835 | 126.9976 | 14.2341 | 8.2351
[6 empty] | 20775 | -8.2309 | 175 | 22.4651 | -0.39206 | 127.0064 | 14.2341 | 8.2309
[6 empty] | 20790 | -8.2398 | 175 | 22.4739 | 0.1882 | 126.9875 | 14.2341 | 8.2398
[6 empty] | 20805 | -8.2355 | 175 | 22.4697 | 0.18396 | 126.9966 | 14.2341 | 8.2355
[6 empty] | 20820 | -8.2314 | 175 | 22.4655 | -0.39161 | 127.0055 | 14.2341 | 8.2314
[6 empty] | 20835 | -8.2402 | 175 | 22.4744 | 0.18864 | 126.9866 | 14.2341 | 8.2402
[6 empty] | 20850 | -8.236 | 175 | 22.4701 | 0.18439 | 126.9957 | 14.2341 | 8.236
[6 empty] | 20865 | -8.2318 | 175 | 22.4659 | -0.39119 | 127.0046 | 14.2341 | 8.2318
[6 empty] | 20880 | -8.2406 | 175 | 22.4748 | 0.18905 | 126.9857 | 14.2341 | 8.2406
[6 empty] | 20895 | -8.2364 | 175 | 22.4705 | 0.18479 | 126.9948 | 14.2341 | 8.2364
[6 empty] | 20910 | -8.2322 | 175 | 22.4663 | -0.3908 | 127.0037 | 14.2341 | 8.2322
[6 empty] | 20925 | -8.241 | 175 | 22.4751 | 0.18943 | 126.9849 | 14.2341 | 8.241
[6 empty] | 20940 | -8.2367 | 175 | 22.4709 | 0.18516 | 126.994 | 14.2341 | 8.2367
[6 empty] | 20955 | -8.2326 | 175 | 22.4667 | -0.39044 | 127.0029 | 14.2341 | 8.2326
[6 empty] | 20970 | -8.2414 | 175 | 22.4755 | 0.18979 | 126.9841 | 14.2341 | 8.2414
[6 empty] | 20985 | -8.2371 | 175 | 22.4712 | 0.18551 | 126.9933 | 14.2341 | 8.2371
[6 empty] | 21000 | -8.2329 | 175 | 22.467 | -0.3901 | 127.0022 | 14.2341 | 8.2329
[6 empty] | 21015 | -8.2417 | 175 | 22.4758 | 0.19012 | 126.9834 | 14.2341 | 8.2417
[6 empty] | 21030 | -8.2374 | 175 | 22.4716 | 0.18584 | 126.9926 | 14.2341 | 8.2374
[6 empty] | 21045 | -8.2332 | 175 | 22.4674 | -0.38978 | 127.0015 | 14.2341 | 8.2332
[6 empty] | 21060 | -8.242 | 175 | 22.4761 | 0.19044 | 126.9828 | 14.2341 | 8.242
[6 empty] | 21075 | -8.2377 | 175 | 22.4719 | 0.18614 | 126.9919 | 14.2341 | 8.2377
[6 empty] | 21090 | -8.2335 | 175 | 22.4677 | -0.38948 | 127.0009 | 14.2341 | 8.2335
[6 empty] | 21105 | -8.2423 | 175 | 22.4764 | 0.19073 | 126.9822 | 14.2341 | 8.2423
[6 empty] | 21120 | -8.238 | 175 | 22.4721 | 0.18643 | 126.9913 | 14.2341 | 8.238
[6 empty] | 21135 | -8.2338 | 175 | 22.4679 | -0.3892 | 127.0003 | 14.2341 | 8.2338
[6 empty] | 21150 | -8.2426 | 175 | 22.4767 | 0.191 | 126.9816 | 14.2341 | 8.2426
[6 empty] | 21165 | -8.2383 | 175 | 22.4724 | 0.18669 | 126.9908 | 14.2341 | 8.2383
[6 empty] | 21180 | -8.2341 | 175 | 22.4682 | 0.18248 | 126.9998 | 14.2341 | 8.2341
[6 empty] | 21195 | -8.2299 | 175 | 22.4641 | -0.39306 | 127.0085 | 14.2341 | 8.2299
[6 empty] | 21210 | -8.2388 | 175 | 22.4729 | 0.18723 | 126.9896 | 14.2341 | 8.2388
[6 empty] | 21225 | -8.2346 | 175 | 22.4687 | 0.18301 | 126.9986 | 14.2341 | 8.2346
[6 empty] | 21240 | -8.2305 | 175 | 22.4646 | -0.39254 | 127.0074 | 14.2341 | 8.2305
[6 empty] | 21255 | -8.2393 | 175 | 22.4734 | 0.18773 | 126.9885 | 14.2341 | 8.2393
[6 empty] | 21270 | -8.2351 | 175 | 22.4692 | 0.1835 | 126.9976 | 14.2341 | 8.2351
[6 empty] | 21285 | -8.2309 | 175 | 22.4651 | -0.39206 | 127.0064 | 14.2341 | 8.2309
[6 empty] | 21300 | -8.2398 | 175 | 22.4739 | 0.1882 | 126.9875 | 14.2341 | 8.2398
[6 empty] | 21315 | -8.2355 | 175 | 22.4697 | 0.18396 | 126.9966 | 14.2341 | 8.2355
[6 empty] | 21330 | -8.2314 | 175 | 22.4655 | -0.39161 | 127.0055 | 14.2341 | 8.2314
[6 empty] | 21345 | -8.2402 | 175 | 22.4744 | 0.18864 | 126.9866 | 14.2341 | 8.2402
[6 empty] | 21360 | -8.236 | 175 | 22.4701 | 0.18439 | 126.9957 | 14.2341 | 8.236
[6 empty] | 21375 | -8.2318 | 175 | 22.4659 | -0.3912 | 127.0046 | 14.2341 | 8.2318
[6 empty] | 21390 | -8.2406 | 175 | 22.4748 | 0.18905 | 126.9857 | 14.2341 | 8.2406
[6 empty] | 21405 | -8.2364 | 175 | 22.4705 | 0.18479 | 126.9948 | 14.2341 | 8.2364
[6 empty] | 21420 | -8.2322 | 175 | 22.4663 | -0.3908 | 127.0037 | 14.2341 | 8.2322
[6 empty] | 21435 | -8.241 | 175 | 22.4751 | 0.18943 | 126.9849 | 14.2341 | 8.241
[6 empty] | 21450 | -8.2367 | 175 | 22.4709 | 0.18516 | 126.994 | 14.2341 | 8.2367
[6 empty] | 21465 | -8.2326 | 175 | 22.4667 | -0.39044 | 127.0029 | 14.2341 | 8.2326
[6 empty] | 21480 | -8.2414 | 175 | 22.4755 | 0.18979 | 126.9841 | 14.2341 | 8.2414
[6 empty] | 21495 | -8.2371 | 175 | 22.4712 | 0.18551 | 126.9933 | 14.2341 | 8.2371
[6 empty] | 21510 | -8.2329 | 175 | 22.467 | -0.3901 | 127.0022 | 14.2341 | 8.2329
[6 empty] | 21525 | -8.2417 | 175 | 22.4758 | 0.19012 | 126.9834 | 14.2341 | 8.2417
[6 empty] | 21540 | -8.2374 | 175 | 22.4716 | 0.18584 | 126.9926 | 14.2341 | 8.2374
[6 empty] | 21555 | -8.2332 | 175 | 22.4674 | -0.38978 | 127.0015 | 14.2341 | 8.2332
[6 empty] | 21570 | -8.242 | 175 | 22.4761 | 0.19044 | 126.9828 | 14.2341 | 8.242
[6 empty] | 21585 | -8.2377 | 175 | 22.4719 | 0.18614 | 126.9919 | 14.2341 | 8.2377
[6 empty] | 21600 | -8.2335 | 175 | 22.4677 | -0.38948 | 127.0009 | 14.2341 | 8.2335
[6 empty] | 21615 | -8.2423 | 175 | 22.4764 | 0.19073 | 126.9822 | 14.2341 | 8.2423
[6 empty] | 21630 | -8.238 | 175 | 22.4721 | 0.18643 | 126.9913 | 14.2341 | 8.238
[6 empty] | 21645 | -8.2338 | 175 | 22.4679 | -0.3892 | 127.0003 | 14.2341 | 8.2338
[6 empty] | 21660 | -8.2426 | 175 | 22.4767 | 0.191 | 126.9816 | 14.2341 | 8.2426
[6 empty] | 21675 | -8.2383 | 175 | 22.4724 | 0.18669 | 126.9908 | 14.2341 | 8.2383
[6 empty] | 21690 | -8.2341 | 175 | 22.4682 | 0.18248 | 126.9998 | 14.2341 | 8.2341
[6 empty] | 21705 | -8.2299 | 175 | 22.4641 | -0.39306 | 127.0085 | 14.2341 | 8.2299
[6 empty] | 21720 | -8.2388 | 175 | 22.4729 | 0.18723 | 126.9896 | 14.2341 | 8.2388
[6 empty] | 21735 | -8.2346 | 175 | 22.4687 | 0.18301 | 126.9986 | 14.2341 | 8.2346
[6 empty] | 21750 | -8.2305 | 175 | 22.4646 | -0.39254 | 127.0074 | 14.2341 | 8.2305
[6 empty] | 21765 | -8.2393 | 175 | 22.4734 | 0.18773 | 126.9885 | 14.2341 | 8.2393
[6 empty] | 21780 | -8.2351 | 175 | 22.4692 | 0.1835 | 126.9976 | 14.2341 | 8.2351
[6 empty] | 21795 | -8.2309 | 175 | 22.4651 | -0.39206 | 127.0064 | 14.2341 | 8.2309
[6 empty] | 21810 | -8.2398 | 175 | 22.4739 | 0.1882 | 126.9875 | 14.2341 | 8.2398
[6 empty] | 21825 | -8.2355 | 175 | 22.4697 | 0.18396 | 126.9966 | 14.2341 | 8.2355
[6 empty] | 21840 | -8.2314 | 175 | 22.4655 | -0.39161 | 127.0055 | 14.2341 | 8.2314
[6 empty] | 21855 | -8.2402 | 175 | 22.4744 | 0.18864 | 126.9866 | 14.2341 | 8.2402
[6 empty] | 21870 | -8.236 | 175 | 22.4701 | 0.18439 | 126.9957 | 14.2341 | 8.236
[6 empty] | 21885 | -8.2318 | 175 | 22.4659 | -0.3912 | 127.0046 | 14.2341 | 8.2318
[6 empty] | 21900 | -8.2406 | 175 | 22.4748 | 0.18905 | 126.9857 | 14.2341 | 8.2406
[6 empty] | 21915 | -8.2364 | 175 | 22.4705 | 0.18479 | 126.9948 | 14.2341 | 8.2364
[6 empty] | 21930 | -8.2322 | 175 | 22.4663 | -0.3908 | 127.0037 | 14.2341 | 8.2322
[6 empty] | 21945 | -8.241 | 175 | 22.4751 | 0.18943 | 126.9849 | 14.2341 | 8.241
[6 empty] | 21960 | -8.2367 | 175 | 22.4709 | 0.18516 | 126.994 | 14.2341 | 8.2367
[6 empty] | 21975 | -8.2326 | 175 | 22.4667 | -0.39044 | 127.003 | 14.2341 | 8.2326
[6 empty] | 21990 | -8.2414 | 175 | 22.4755 | 0.18979 | 126.9841 | 14.2341 | 8.2414
[6 empty] | 22005 | -8.2371 | 175 | 22.4712 | 0.18551 | 126.9933 | 14.2341 | 8.2371
[6 empty] | 22020 | -8.2329 | 175 | 22.467 | -0.3901 | 127.0022 | 14.2341 | 8.2329
[6 empty] | 22035 | -8.2417 | 175 | 22.4758 | 0.19012 | 126.9834 | 14.2341 | 8.2417
[6 empty] | 22050 | -8.2374 | 175 | 22.4716 | 0.18584 | 126.9926 | 14.2341 | 8.2374
[6 empty] | 22065 | -8.2332 | 175 | 22.4674 | -0.38978 | 127.0015 | 14.2341 | 8.2332
[6 empty] | 22080 | -8.242 | 175 | 22.4761 | 0.19043 | 126.9828 | 14.2341 | 8.242
[6 empty] | 22095 | -8.2377 | 175 | 22.4719 | 0.18614 | 126.9919 | 14.2341 | 8.2377
[6 empty] | 22110 | -8.2335 | 175 | 22.4677 | -0.38948 | 127.0009 | 14.2341 | 8.2335
[6 empty] | 22125 | -8.2423 | 175 | 22.4764 | 0.19073 | 126.9822 | 14.2341 | 8.2423
[6 empty] | 22140 | -8.238 | 175 | 22.4721 | 0.18643 | 126.9913 | 14.2341 | 8.238
[6 empty] | 22155 | -8.2338 | 175 | 22.4679 | -0.3892 | 127.0003 | 14.2341 | 8.2338
[6 empty] | 22170 | -8.2426 | 175 | 22.4767 | 0.191 | 126.9816 | 14.2341 | 8.2426
[6 empty] | 22185 | -8.2383 | 175 | 22.4724 | 0.18669 | 126.9908 | 14.2341 | 8.2383
[6 empty] | 22200 | -8.2341 | 175 | 22.4682 | 0.18248 | 126.9998 | 14.2341 | 8.2341
[6 empty] | 22215 | -8.2299 | 175 | 22.4641 | -0.39306 | 127.0085 | 14.2341 | 8.2299
[6 empty] | 22230 | -8.2388 | 175 | 22.4729 | 0.18723 | 126.9896 | 14.2341 | 8.2388
[6 empty] | 22245 | -8.2346 | 175 | 22.4687 | 0.18301 | 126.9986 | 14.2341 | 8.2346
[6 empty] | 22260 | -8.2305 | 175 | 22.4646 | -0.39254 | 127.0074 | 14.2341 | 8.2305
174
[8 empty] | 173 |  |  |  | 14.3631
[8 empty] | 172 |  |  |  | 14.4267
[8 empty] | 171 |  |  |  | 14.4897
[8 empty] | 170 |  |  |  | 14.5522
[8 empty] | 169 |  |  |  | 14.6142
[8 empty] | 168 |  |  |  | 14.6755
[8 empty] | 167 |  |  |  | 14.7364
[8 empty] | 166 |  |  |  | 14.7967
[8 empty] | 165 |  |  |  | 14.8566
[8 empty] | 164 |  |  |  | 14.9158
[8 empty] | 163 |  |  |  | 14.9746
[8 empty] | 162 |  |  |  | 15.0329
[8 empty] | 161 |  |  |  | 15.0907
[8 empty] | 160 |  |  |  | 15.148
[8 empty] | 159 |  |  |  | 15.2048
[8 empty] | 158 |  |  |  | 15.2611
[8 empty] | 157 |  |  |  | 15.3169
[8 empty] | 156 |  |  |  | 15.3723
[8 empty] | 155 |  |  |  | 15.4272
[8 empty] | 154 |  |  |  | 15.4817
[8 empty] | 153 |  |  |  | 15.5357
[8 empty] | 152 |  |  |  | 15.5893
[8 empty] | 151 |  |  |  | 15.6424
[8 empty] | 150 |  |  |  | 15.6951
[8 empty] | 149 |  |  |  | 15.7473
[8 empty] | 148 |  |  |  | 15.7992
[8 empty] | 147 |  |  |  | 15.8506
[8 empty] | 146 |  |  |  | 15.9016
[8 empty] | 145 |  |  |  | 15.9522
[8 empty] | 144 |  |  |  | 16.0025
[8 empty] | 143 |  |  |  | 16.0523
[8 empty] | 142 |  |  |  | 16.1017
[8 empty] | 141 |  |  |  | 16.1508
[8 empty] | 140 |  |  |  | 16.1994
[8 empty] | 139 |  |  |  | 16.2477
[8 empty] | 138 |  |  |  | 16.2957
[8 empty] | 137 |  |  |  | 16.3432
[8 empty] | 136 |  |  |  | 16.3904
[8 empty] | 135 |  |  |  | 16.4373
[8 empty] | 134 |  |  |  | 16.4838
[8 empty] | 133 |  |  |  | 16.53
[8 empty] | 132 |  |  |  | 16.5758
[8 empty] | 131 |  |  |  | 16.6213
[8 empty] | 130 |  |  |  | 16.6665
[8 empty] | 129 |  |  |  | 16.7114
[8 empty] | 128 |  |  |  | 16.7559
[8 empty] | 127 |  |  |  | 16.8002
[8 empty] | 126 |  |  |  | 16.8441
[8 empty] | 125 |  |  |  | 16.8877
[8 empty] | 124 |  |  |  | 16.9311
[8 empty] | 123 |  |  |  | 16.9741
[8 empty] | 122 |  |  |  | 17.0168
[8 empty] | 121 |  |  |  | 17.0593
[8 empty] | 120 |  |  |  | 17.1015
[8 empty] | 119 |  |  |  | 17.1434
[8 empty] | 118 |  |  |  | 17.1851
[8 empty] | 117 |  |  |  | 17.2265
[8 empty] | 116 |  |  |  | 17.2676
[8 empty] | 115 |  |  |  | 17.3084
[8 empty] | 114 |  |  |  | 17.3491
[8 empty] | 113 |  |  |  | 17.3894
[8 empty] | 112 |  |  |  | 17.4296
[8 empty] | 111 |  |  |  | 17.4694
[8 empty] | 110 |  |  |  | 17.5091
[8 empty] | 109 |  |  |  | 17.5485
[8 empty] | 108 |  |  |  | 17.5877
[8 empty] | 107 |  |  |  | 17.6267
[8 empty] | 106 |  |  |  | 17.6655
[8 empty] | 105 |  |  |  | 17.704
[8 empty] | 104 |  |  |  | 17.7424
[8 empty] | 103 |  |  |  | 17.7805
[8 empty] | 102 |  |  |  | 17.8184
[8 empty] | 101 |  |  |  | 17.8562
[8 empty] | 100 |  |  |  | 17.8937
[8 empty] | 99 |  |  |  | 17.931
[8 empty] | 98 |  |  |  | 17.9682
[8 empty] | 97 |  |  |  | 18.0052
[8 empty] | 96 |  |  |  | 18.042
[8 empty] | 95 |  |  |  | 18.0786
[8 empty] | 94 |  |  |  | 18.1151
93
Note on D13: Roger Smith: Guess based on my own designs
Note on D14: Roger Smith: placeholder. May eway off. Assume fiberglass conductivity =0.04 W/mK
Note on J42: Roger Smith: Condutction from ambient + radiation from ambient - conduction to cooler
Note on K42: Roger Smith: delta T = time increment * net heat into detector / heat capacity; clamped at tmeperature setpoint to represent an ideal temprature servo
Scroll to bottom of table to see thermal circuit diagram
Ta
Rp
Rw
Rd
Tsp
Radiation(Ta,Td)
Cooling(Tc)
Td
Tc
Cd
Cc
idealized servo
Note that radiative load on window will be reduced some by radiative cooling of the window. How significant is this? I.e. what is the expected temperature profile on the inner surface?

## vignetting
f number | 2.5
Beam entering camera
| X | Y | Z | min X | min Y
| (mm) | (mm) | (mm) | (mm) | (mm)
CCDs | 194.32 | 124.88 | 0 | 194.32 | 124.88
window |  |  | 25 | 204.32 | 134.88 |  |  | Outer surface
shutter | 219.075 | 168.275 | 35 | 208.32 | 138.88 | ok | ok
filter | 238.125 | 152.4 | 60 | 218.32 | 148.88 | ok | ok
Beam entering primary
| X | Y | area | vignetting
| (m) | (m) | (sq.m)
Corrector area |  |  | 1.1675
Dewar base | 0.3556 | 0.3556 | 0.12645 | 10.83%
CFH shutter | 0.4064 | 0.4572 | 0.18581 | 15.92%
Bonn 2 blade shutter | 0.3556 | 0.45664 | 0.16238 | 13.91%
foldback curtain shutter | 0.32832 | 0.27832 | 0.091378 | 7.827%
One amp or two:
amps | 1 | 1 | 2 | 2
P shift | 0.0001 | 0.0001 | 0.0001 | 0.0001 | s
read | 6.5e-06 | 3e-06 | 6.5e-06 | 3e-06 | s
active area | 7.7672 | 7.7672 | 6.7963 | 6.7963 | sq.deg
read time | 56.0286 | 26.0801 | 28.7389 | 13.4849 | s
exposure time (s) | sq.deg/hr | sq.deg/hr | sq.deg/hr | sq.deg/hr
25 | 345.0886 | 547.4153 | 455.2894 | 635.75
50 | 263.7217 | 367.534 | 310.7328 | 385.3952
75 | 213.4041 | 276.6324 | 235.8494 | 276.5079
100 | 179.211 | 221.7799 | 190.0495 | 215.595
150 | 135.7192 | 158.8029 | 136.8855 | 149.6577
200 | 109.2145 | 123.6819 | 106.9637 | 114.6066
250 | 91.3706 | 101.2823 | 87.7767 | 92.8584